## Products
Part Number | Part Name | Part Indicator | Description | Portfolio | Product Brand | Product Series | Product Type | Government Requirements | Status
KPCSSX2 |  | Base Product | GigaSPEED X10D® 360GS10E Solid Cordage Modular Patch Cord (Megapack of 100) | SYSTIMAX® | GigaSPEED X10D® ¦ SYSTIMAX 360™ | KPC | Twisted pair patch cord
CA1S4S2 |  | Base Product | GigaSPEED X10D® 360GS10E to Blunt, Class B2ca | SYSTIMAX® | GigaSPEED X10D® | CA | Twisted pair patch cord
CA1SSS2 |  | Base Product | GigaSPEED X10D® 360GS10E to 360GS10E, Class B2ca | SYSTIMAX® | GigaSPEED X10D® | CA | Twisted pair patch cord
CA1SUS2 |  | Base Product | GigaSPEED X10D® 360GS10E to MGS600 (White), Class B2ca | SYSTIMAX® | GigaSPEED X10D® | CA | Twisted pair patch cord
760261314 | 3091SD BLU C6A 4/23 U/UTP R1000 | Variant of 3091SD | GigaSPEED X10D® 3091SD Category 6A U/UTP Cable, blue jacket, 4 pair count, 1000 ft (305 m) length, reel | SYSTIMAX® | GigaSPEED X10D® |  | Twisted pair cable
760259751 | 2091SDB PRP C6A 4/23 U/UTP W1000 | Variant of 2091SDB | GigaSPEED X10D® 2091SDB ETL verified Category 6A U/UTP Cable, plenum, purple jacket, 4 pair count, 1000 ft (305 m) length, We-Tote Box | SYSTIMAX® | GigaSPEED X10D® |  | Twisted pair cable
760258695 | 2091SDB ORG C6A 4/23 U/UTP R3000 | Variant of 2091SDB | GigaSPEED X10D® 2091SDB ETL verified Category 6A U/UTP Cable, plenum, orange jacket, 4 pair count, 3000 ft (915 m) length, reel | SYSTIMAX® | GigaSPEED X10D® |  | Twisted pair cable
760257919 | 2091SDB ORG C6A 4/23 U/UTP R1000 | Variant of 2091SDB | GigaSPEED X10D® 2091SDB ETL verified Category 6A U/UTP Cable, plenum, orange jacket, 4 pair count, 1000 ft (305 m) length, reel | SYSTIMAX® | GigaSPEED X10D® |  | Twisted pair cable
760261312 | 3091SD WHT C6A 4/23 U/UTP R1000 | Variant of 3091SD | GigaSPEED X10D® 3091SD Category 6A U/UTP Cable, white jacket, 4 pair count, 1000 ft (305 m) length, reel | SYSTIMAX® | GigaSPEED X10D® |  | Twisted pair cable
760250367 | 2091B SGR C6A 4/23 U/UTP W1000 | Variant of 2091B | GigaSPEED X10D® 2091B ETL Verified Category 6A U/UTP Cable, spring green jacket, 4 pair count, 1000 ft (305 m) length, reel | SYSTIMAX® | GigaSPEED X10D® |  | Twisted pair cable
CYRRB | IP6ASD-06RUTP-1100E-1100E | Base Product | InstaPATCH® Cu GigaSPEED X10D® U/UTP SD Riser Preterminated Copper Cable, 360 1100 Evolve module to 360 1100 Evolve module, 6 links | CommScope® | GigaSPEED X10D® ¦ InstaPATCH® Cu |  | Copper trunk cable assembly
CYAAD | IP6ASD-12RUTP-O1S-O1S | Base Product | InstaPATCH® Cu GigaSPEED X10D® U/UTP SD Riser Preterminated Copper Cable, single row standard density outlet to single row standard density outlet, 12 links | CommScope® | GigaSPEED X10D® ¦ InstaPATCH® Cu |  | Copper trunk cable assembly
MGS600S |  | Base Product | GigaSHIELD X10D® M-Series Modular Jack, RJ45, Cat6A Shielded | SYSTIMAX® | GigaSPEED X10D® | MGS600 | Modular jack
CPCFMV2 |  | Base Product | GigaSPEED X10D® VisiPatch® 360 to RJ45 4 Pair Solid Hybrid Patch Cord, Small Diameter, LS-CM Dual Rated | SYSTIMAX® | GigaSPEED X10D® ¦ VisiPatch 360® | CPC | Twisted pair patch cord
CDKKB | IP6A-06PFTP-MGS600S-MGS600S | Base Product | InstaPATCH® Cu GigaSPEED X10D® F/UTP Plenum Preterminated Copper Cable, single row standard density outlet to single row standard density outlet, 6 links | CommScope® | GigaSPEED X10D® ¦ InstaPATCH® Cu |  | Copper trunk cable assembly
CTKGG | IP6A-24BFTP-MGS600S-PG1S | Base Product | InstaPATCH® Cu GigaSPEED X10D® F/FTP LSZH Class B2ca Preterminated Copper Cable, single row standard density outlet to single row standard density RJ45 plug, 24 links | CommScope® | GigaSPEED X10D® ¦ InstaPATCH® Cu |  | Copper trunk cable assembly
760257769 |  | Variant of 2291B | GigaSPEED X10D® 2291B ETL Verified Category 6A F/UTP Cable, plenum, white jacket, 4 pair count, 3000 ft (915 m) length, reel | SYSTIMAX® | GigaSPEED X10D® |  | Twisted pair cable
760252394 | ECO MGS600-GN-24 | Variant of MGS600 | GigaSPEED X10D® M-Series Modular Jack, RJ45, Cat6A Unshielded, Green (24 ea/pkg) | SYSTIMAX® | GigaSPEED X10D® | MGS600 | Modular jack
760257686 | 2091SDB WHT C6A 4/23 U/UTP W1000 | Variant of 2091SDB | GigaSPEED X10D® 2091SDB ETL verified Category 6A U/UTP Cable, plenum, White jacket, 4 pair count, 1000 ft (305 m) length, We-Tote Box | SYSTIMAX® | GigaSPEED X10D® |  | Twisted pair cable
760258525 | 3091B-B BLU C6A 4/23 U/UTP R1000 | Variant of 3091B | GigaSPEED X10D® 3091B-B ETL Verified Category 6A U/UTP Cable, blue jacket, 4 pair count, 1000 ft (305 m) length, reel | SYSTIMAX® | GigaSPEED X10D® |  | Twisted pair cable
CTKKG | IP6A-24BFTP-MGS600S-MGS600S | Base Product | InstaPATCH® Cu GigaSPEED X10D® F/FTP LSZH Class B2ca Preterminated Copper Cable, single row standard density outlet to single row standard density outlet, 24 links | CommScope® | GigaSPEED X10D® ¦ InstaPATCH® Cu |  | Copper trunk cable assembly
CTKKB | IP6A-06BFTP-MGS600S-MGS600S | Base Product | InstaPATCH® Cu GigaSPEED X10D® F/FTP LSZH Class B2ca Preterminated Copper Cable, single row standard density outlet to single row standard density outlet, 6 links | CommScope® | GigaSPEED X10D® ¦ InstaPATCH® Cu |  | Copper trunk cable assembly
CFKTC | IP6A-08LFTP-MGS600S-1LK08 | Base Product | InstaPATCH® Cu GigaSPEED X10D® F/UTP LSZH Preterminated Copper Cable, single row standard density outlet to dual row OneLink 2x4, 8 links | CommScope® | GigaSPEED X10D® ¦ InstaPATCH® Cu |  | Copper trunk cable assembly
CDKHG | IP6A-24PFTP-MGS600S-PG2S | Base Product | InstaPATCH® Cu GigaSPEED X10D® F/UTP Plenum Preterminated Copper Cable, single row standard density outlet to dual row standard density RJ45 plug, 24 links | CommScope® | GigaSPEED X10D® ¦ InstaPATCH® Cu |  | Copper trunk cable assembly
CPCFFX2 |  | Base Product | GigaSPEED X10D® VisiPatch® 360 to VisiPatch® 360 4 Pair Solid Patch Cord | SYSTIMAX® | GigaSPEED X10D® ¦ VisiPatch 360® | CPC | Twisted pair patch cord
CPCFFXD |  | Base Product | GigaSPEED X10D® VisiPatch® 360 to VisiPatch® 360 4 Pair Solid Patch Cord Crossover | SYSTIMAX® | GigaSPEED X10D® ¦ VisiPatch 360® | CPC | Twisted pair patch cord
CPCFFZ2 |  | Base Product | GigaSPEED X10D® VisiPatch® 360 to VisiPatch® 360 4-pair Solid Low Smoke Zero Halogen Patch Cord | SYSTIMAX® | GigaSPEED X10D® ¦ VisiPatch 360® | CPC | Twisted pair patch cord
CPCFSX2 |  | Base Product | GigaSPEED X10D® VisiPatch® 360 to 360GS10E 4 Pair Solid Hybrid Patch Cord | SYSTIMAX® | GigaSPEED X10D® ¦ VisiPatch 360® | CPC | Twisted pair patch cord
CPCFSXG |  | Base Product | GigaSPEED X10D® VisiPatch® 360 to 360GS10E 4 Pair Solid VP360 Orange & Green Crossover Patch Cord (See Wiring Diagram) | SYSTIMAX® | GigaSPEED X10D® ¦ VisiPatch 360® | CPC | Twisted pair patch cord
CPCPPX2 |  | Base Product | GigaSPEED X10D® 360GS10E Keyed Plug Solid Cordage Modular Patch Cord | SYSTIMAX® | GigaSPEED X10D® | CPC | Twisted pair patch cord
CPCS4Y2 |  | Base Product | GigaSPEED X10D® 360GS10E Single-ended Solid Plenum Cordage Modular Patch Cord | SYSTIMAX® | GigaSPEED X10D® | CPC | Twisted pair patch cord
CPCS4Z2 |  | Base Product | GigaSPEED X10D® 360GS10E Single End Solid Low Smoke Zero Halogen Cordage Modular Patch Cord | SYSTIMAX® | GigaSPEED X10D® | CPC ¦ UTG | Twisted pair patch cord
CPCSSW2 |  | Base Product | GigaSPEED X10D® 360GS10E 23-AWG Low Smoke Zero Halogen Patch Cable | SYSTIMAX® | GigaSPEED X10D® | CPC | Twisted pair patch cord
CPCSSX2 |  | Base Product | GigaSPEED X10D® Cat 6A U/UTP Patch Cord, Non-Plenum | SYSTIMAX® | GigaSPEED X10D® | CON ¦ CPC ¦ UTG | Twisted pair patch cord
CPCSSX3 |  | Base Product | GigaSPEED X10D® 360GS10E 10/100BASE-T 2X3 & 1X4 Crossover Solid Cordage Modular Patch Cord | SYSTIMAX® | GigaSPEED X10D® | CPC | Twisted pair patch cord
CPCSSX5 |  | Base Product | GigaSPEED X10D® 360GS10E 1/10GBASE-T MDI-X Crossover Solid Cordage Modular Patch Cord | SYSTIMAX® | GigaSPEED X10D® | CPC | Twisted pair patch cord
CPCSSX6 |  | Base Product | GigaSPEED® X10D 360GS10E-R Solid Cordage Rollover Modular Patch Cord | SYSTIMAX® | GigaSPEED X10D® | CPC | Twisted pair patch cord
CPCSSY3 |  | Base Product | GigaSPEED X10D® 360GS10E 10/100BASE-T 2X3 & 1X4 Crossover Solid Plenum Cordage Modular Patch Cord | SYSTIMAX® | GigaSPEED X10D® | CPC | Twisted pair patch cord
CPCSSZ2 |  | Base Product | GigaSPEED X10D® 360GS10E Solid Low Smoke Zero Halogen Cordage Modular Patch Cord | SYSTIMAX® | GigaSPEED X10D® | CPC ¦ UTG | Twisted pair patch cord
CPCSUX2 |  | Base Product | GigaSPEED X10D® 360GS10E to MGS600 on 1095B Solid Cordage Zone Extension Cord | SYSTIMAX® | GigaSPEED X10D® | CPC | Twisted pair patch cord
CPCSUY2 |  | Base Product | GigaSPEED X10D® 360GS10E to MGS600 on 2095B Solid Plenum Cordage Zone Extension Cord | SYSTIMAX® | GigaSPEED X10D® | CPC | Twisted pair patch cord
CPCSUZ2 |  | Base Product | GigaSPEED X10D® 360GS10E to MGS600 on 3095B Solid Low Smoke Zero Halogen Cordage Zone Extension Cord | SYSTIMAX® | GigaSPEED X10D® | CPC | Twisted pair patch cord
CPCWSX2 |  | Base Product | GigaSPEED X10D® 360GS10E Ruggedized Plug,Coiled Strain Relief 360GS10E, Modular Patch Cord | SYSTIMAX® | GigaSPEED X10D® | CPC | Twisted pair patch cord
CPCWWX2 |  | Base Product | GigaSPEED X10D® 360GS10E Ruggedized Plug, Coiled Strain Relief, Modular Patch Cord | SYSTIMAX® | GigaSPEED X10D® | CPC | Twisted pair patch cord
CPCXGJ2 |  | Base Product | GigaSPEED X10D® G10FP Ruggedized Plug, Coiled Strain Relief to G10FP, Modular Patch Cord | SYSTIMAX® | GigaSPEED X10D® | CPC | Twisted pair patch cord
CPCYYJ2 |  | Base Product | GigaSPEED X10D® G10FP Ruggedized Plug, Domed Strain Relief, Modular Patch Cord | SYSTIMAX® | GigaSPEED X10D® | CPC | Twisted pair patch cord
1091B |  | Base Product | GigaSPEED X10D® 1091B ETL Verified Category 6A U/UTP Cable | SYSTIMAX® | GigaSPEED X10D® |  | Twisted pair cable
1091SD |  | Base Product | GigaSPEED X10D® 1091SD ETL Verified Category 6A U/UTP Cable | SYSTIMAX® | GigaSPEED X10D® |  | Twisted pair cable
1291B |  | Base Product | GigaSPEED X10D® 1291B Category 6A Cable | SYSTIMAX® | GigaSPEED X10D® |  | Twisted pair cable
3091SD |  | Base Product | GigaSPEED X10D® 3091SD ETL Verified Category 6A U/UTP Cable | SYSTIMAX® | GigaSPEED X10D® |  | Twisted pair cable
CCTXE | IP6A-16LUTP-1LK08-BLUNT | Base Product | InstaPATCH® Cu GigaSPEED X10D® U/UTP LSZH Preterminated Copper Cable, dual row OneLink 2x4 to unterminated, 16 links | CommScope® | GigaSPEED X10D® ¦ InstaPATCH® Cu |  | Copper trunk cable assembly
CA111K2 |  | Base Product | GigaSPEED X10D® G10SP on S/FTP Low Smoke Zero Halogen Cordage, S/FTP Modular Patch Cord | SYSTIMAX® | GigaSPEED X10D® | CA | Twisted pair patch cord
CA114H2 |  | Base Product | GigaSPEED X10D® G10SP on S/FTP Cordage, Single-Ended Modular Patch Cord | SYSTIMAX® | GigaSPEED X10D® | CA | Twisted pair patch cord
CA1G642 |  | Base Product | GigaSPEED X10D® G10FP to Keystone HGS620 on 1295 Solid Cordage F/UTP Zone Extension Cord | SYSTIMAX® | GigaSPEED X10D® | CA | Twisted pair patch cord |  | Discontinued
760258301 | MGS600S-WH-24 | Variant of MGS600S | GigaSHIELD X10D® M-Series Modular Jack, RJ45, Cat6A Shielded, White (24 ea/pkg) | SYSTIMAX® | GigaSPEED X10D® | MGS600S | Modular jack
760258302 | MGS600S-GY-24 | Variant of MGS600S | GigaSHIELD X10D® M-Series Modular Jack, RJ45, Cat6A Shielded, Gray (24 ea/pkg) | SYSTIMAX® | GigaSPEED X10D® | MGS600S | Modular jack
760258303 | MGS600S-IV-24 | Variant of MGS600S | GigaSHIELD X10D® M-Series Modular Jack, RJ45, Cat6A Shielded, Ivory (24 ea/pkg) | SYSTIMAX® | GigaSPEED X10D® | MGS600S | Modular jack
UTG760245110 | 2091B-UTG BLU C6A 4/23 U/UTP R1000 | Variant of 2091B-UTG | GigaSPEED X10D® 2091B-UTG ETL Verified Category 6A U/UTP Cable, blue jacket, 4 pair count, 1000 ft (305 m) length, reel | SYSTIMAX® | GigaSPEED X10D® |  | Twisted pair cable
UTG760245129 | 2091B-UTG WHT C6A 4/23 U/UTP R3000 | Variant of 2091B-UTG | GigaSPEED X10D® 2091B-UTG ETL Verified Category 6A U/UTP Cable, white jacket, 4 pair count, 3000 ft (914 m) length, reel | SYSTIMAX® | GigaSPEED X10D® |  | Twisted pair cable
UTG760245120 | 2091B-UTG PNK C6A 4/23 U/UTP R1000 | Variant of 2091B-UTG | GigaSPEED X10D® 2091B-UTG ETL Verified Category 6A U/UTP Cable, pink jacket, 4 pair count, 1000 ft (305 m) length, reel | SYSTIMAX® | GigaSPEED X10D® |  | Twisted pair cable
UTG760245112 | 2091B-UTG BLU C6A 4/23 U/UTP R3000 | Variant of 2091B-UTG | GigaSPEED X10D® 2091B-UTG ETL Verified Category 6A U/UTP Cable, blue jacket, 4 pair count, 3000 ft (914 m) length, reel | SYSTIMAX® | GigaSPEED X10D® |  | Twisted pair cable
UTG760245122 | 2091B-UTG PRP C6A 4/23 U/UTP R1000 | Variant of 2091B-UTG | GigaSPEED X10D® 2091B-UTG ETL Verified Category 6A U/UTP Cable, purple jacket, 4 pair count, 1000 ft (305 m) length, reel | SYSTIMAX® | GigaSPEED X10D® |  | Twisted pair cable
UTG760245107 | 2091B-UTG BLK C6A 4/23 U/UTP R1000 | Variant of 2091B-UTG | GigaSPEED X10D® 2091B-UTG ETL Verified Category 6A U/UTP Cable, black jacket, 4 pair count, 1000 ft (305 m) length, reel | SYSTIMAX® | GigaSPEED X10D® |  | Twisted pair cable
UTG760245123 | 2091B-UTG PRP C6A 4/23 U/UTP W1000 | Variant of 2091B-UTG | GigaSPEED X10D® 2091B-UTG ETL Verified Category 6A U/UTP Cable, purple jacket, 4 pair count, 1000 ft (305 m) length, WE TOTE® box | SYSTIMAX® | GigaSPEED X10D® |  | Twisted pair cable
UTG760245116 | 2091B-UTG GRN C6A 4/23 U/UTP W1000 | Variant of 2091B-UTG | GigaSPEED X10D® 2091B-UTG ETL Verified Category 6A U/UTP Cable, green jacket, 4 pair count, 1000 ft (305 m) length, WE TOTE® box | SYSTIMAX® | GigaSPEED X10D® |  | Twisted pair cable
UTG760245108 | 2091B-UTG BLK C6A 4/23 U/UTP R3000 | Variant of 2091B-UTG | GigaSPEED X10D® 2091B-UTG ETL Verified Category 6A U/UTP Cable, black jacket, 4 pair count, 3000 ft (914 m) length, reel | SYSTIMAX® | GigaSPEED X10D® |  | Twisted pair cable
UTG760245124 | 2091B-UTG RED C6A 4/23 U/UTP W1000 | Variant of 2091B-UTG | GigaSPEED X10D® 2091B-UTG ETL Verified Category 6A U/UTP Cable, red jacket, 4 pair count, 1000 ft (305 m) length, WE TOTE® box | SYSTIMAX® | GigaSPEED X10D® |  | Twisted pair cable
UTG760245134 | 2091B-UTG YEL C6A 4/23 U/UTP W1000 | Variant of 2091B-UTG | GigaSPEED X10D® 2091B-UTG ETL Verified Category 6A U/UTP Cable, yellow jacket, 4 pair count, 1000 ft (305 m) length, WE TOTE® box | SYSTIMAX® | GigaSPEED X10D® |  | Twisted pair cable
UTG760245127 | 2091B-UTG SLT C6A 4/23 U/UTP W1000 | Variant of 2091B-UTG | GigaSPEED X10D® 2091B-UTG ETL Verified Category 6A U/UTP Cable, slate jacket, 4 pair count, 1000 ft (305 m) length, WE TOTE® box | SYSTIMAX® | GigaSPEED X10D® |  | Twisted pair cable
UTG760245128 | 2091B-UTG WHT C6A 4/23 U/UTP R1000 | Variant of 2091B-UTG | GigaSPEED X10D® 2091B-UTG ETL Verified Category 6A U/UTP Cable, white jacket, 4 pair count, 1000 ft (305 m) length, reel | SYSTIMAX® | GigaSPEED X10D® |  | Twisted pair cable
CAAXD | IP6A-12PUTP-O1S-BLUNT | Base Product | InstaPATCH® Cu GigaSPEED X10D® U/UTP Plenum Preterminated Copper Cable, single row standard density outlet to unterminated, 12 links | CommScope® | GigaSPEED X10D® ¦ InstaPATCH® Cu |  | Copper trunk cable assembly
CAANB | IP6A-06PUTP-O1S-1100L | Base Product | InstaPATCH® Cu GigaSPEED X10D® U/UTP Plenum Preterminated Copper Cable, single row standard density outlet to 1100 module, 6 links | CommScope® | GigaSPEED X10D® ¦ InstaPATCH® Cu |  | Copper trunk cable assembly
CAAAD | IP6A-12PUTP-O1S-O1S | Base Product | InstaPATCH® Cu GigaSPEED X10D® U/UTP Plenum Preterminated Copper Cable, single row standard density outlet to single row standard density outlet, 12 links | CommScope® | GigaSPEED X10D® ¦ InstaPATCH® Cu |  | Copper trunk cable assembly
CAAAG | IP6A-24PUTP-O1S-O1S | Base Product | InstaPATCH® Cu GigaSPEED X10D® U/UTP Plenum Preterminated Copper Cable, single row standard density outlet to single row standard density outlet, 24 links | CommScope® | GigaSPEED X10D® ¦ InstaPATCH® Cu |  | Copper trunk cable assembly
CABAB | IP6A-06PUTP-O2S-O1S | Base Product | InstaPATCH® Cu GigaSPEED X10D® U/UTP Plenum Preterminated Copper Cable, dual row standard density outlet to single row standard density outlet, 6 links | CommScope® | GigaSPEED X10D® ¦ InstaPATCH® Cu |  | Copper trunk cable assembly
CABHG | IP6A-24PUTP-O2S-PG2S | Base Product | InstaPATCH® Cu GigaSPEED X10D® U/UTP Plenum Preterminated Copper Cable, dual row standard density outlet to dual row standard density RJ45 plug, 24 links | CommScope® | GigaSPEED X10D® ¦ InstaPATCH® Cu |  | Copper trunk cable assembly
CAABC | IP6A-08PUTP-O1S-O2S | Base Product | InstaPATCH® Cu GigaSPEED X10D® U/UTP Plenum Preterminated Copper Cable, single row standard density outlet to dual row standard density outlet, 8 links | CommScope® | GigaSPEED X10D® ¦ InstaPATCH® Cu |  | Copper trunk cable assembly
CABNB | IP6A-06PUTP-O2S-1100L | Base Product | InstaPATCH® Cu GigaSPEED X10D® U/UTP Plenum Preterminated Copper Cable, dual row standard density outlet to 1100 module, 6 links | CommScope® | GigaSPEED X10D® ¦ InstaPATCH® Cu |  | Copper trunk cable assembly
CAABD | IP6A-12PUTP-O1S-O2S | Base Product | InstaPATCH® Cu GigaSPEED X10D® U/UTP Plenum Preterminated Copper Cable, single row standard density outlet to dual row standard density outlet, 12 links | CommScope® | GigaSPEED X10D® ¦ InstaPATCH® Cu |  | Copper trunk cable assembly
CAATE | IP6A-16PUTP-O1S-1LK08 | Base Product | InstaPATCH® Cu GigaSPEED X10D® U/UTP Plenum Preterminated Copper Cable, single row standard density outlet to dual row OneLink 2x4, 16 links | CommScope® | GigaSPEED X10D® ¦ InstaPATCH® Cu |  | Copper trunk cable assembly
CABBC | IP6A-08PUTP-O2S-O2S | Base Product | InstaPATCH® Cu GigaSPEED X10D® U/UTP Plenum Preterminated Copper Cable, dual row standard density outlet to dual row standard density outlet, 8 links | CommScope® | GigaSPEED X10D® ¦ InstaPATCH® Cu |  | Copper trunk cable assembly
CAHRB | IP6A-06PUTP-PG2S-1100E | Base Product | InstaPATCH® Cu GigaSPEED X10D® U/UTP Plenum Preterminated Copper Cable, dual row standard density RJ45 plug to 360 1100 Evolve module, 6 links | CommScope® | GigaSPEED X10D® ¦ InstaPATCH® Cu |  | Copper trunk cable assembly
CAAGG | IP6A-24PUTP-O1S-PG1S | Base Product | InstaPATCH® Cu GigaSPEED X10D® U/UTP Plenum Preterminated Copper Cable, single row standard density outlet to single row standard density RJ45 plug, 24 links | CommScope® | GigaSPEED X10D® ¦ InstaPATCH® Cu |  | Copper trunk cable assembly
CAGGB | IP6A-06PUTP-PG1S-PG1S | Base Product | InstaPATCH® Cu GigaSPEED X10D® U/UTP Plenum Preterminated Copper Cable, single row standard density RJ45 plug to single row standard density RJ45 plug, 6 links | CommScope® | GigaSPEED X10D® ¦ InstaPATCH® Cu |  | Copper trunk cable assembly
CAGXA | IP6A-04PUTP-PG1S-BLUNT | Base Product | InstaPATCH® Cu GigaSPEED X10D® U/UTP Plenum Preterminated Copper Cable, single row standard density RJ45 plug to unterminated, 4 links | CommScope® | GigaSPEED X10D® ¦ InstaPATCH® Cu |  | Copper trunk cable assembly
CAHRG | IP6A-24PUTP-PG2S-1100E | Base Product | InstaPATCH® Cu GigaSPEED X10D® U/UTP Plenum Preterminated Copper Cable, dual row standard density RJ45 plug to 360 1100 Evolve module, 24 links | CommScope® | GigaSPEED X10D® ¦ InstaPATCH® Cu |  | Copper trunk cable assembly
CAAXC | IP6A-08PUTP-O1S-BLUNT | Base Product | InstaPATCH® Cu GigaSPEED X10D® U/UTP Plenum Preterminated Copper Cable, single row standard density outlet to unterminated, 8 links | CommScope® | GigaSPEED X10D® ¦ InstaPATCH® Cu |  | Copper trunk cable assembly
CAGGD | IP6A-12PUTP-PG1S-PG1S | Base Product | InstaPATCH® Cu GigaSPEED X10D® U/UTP Plenum Preterminated Copper Cable, single row standard density RJ45 plug to single row standard density RJ45 plug, 12 links | CommScope® | GigaSPEED X10D® ¦ InstaPATCH® Cu |  | Copper trunk cable assembly
CAGGG | IP6A-24PUTP-PG1S-PG1S | Base Product | InstaPATCH® Cu GigaSPEED X10D® U/UTP Plenum Preterminated Copper Cable, single row standard density RJ45 plug to single row standard density RJ45 plug, 24 links | CommScope® | GigaSPEED X10D® ¦ InstaPATCH® Cu |  | Copper trunk cable assembly
CARXB | IP6A-06PUTP-1100E-BLUNT | Base Product | InstaPATCH® Cu GigaSPEED X10D® U/UTP Plenum Preterminated Copper Cable, 360 1100 Evolve module to unterminated, 6 links | CommScope® | GigaSPEED X10D® ¦ InstaPATCH® Cu |  | Copper trunk cable assembly
CANXG | IP6A-24PUTP-1100L-BLUNT | Base Product | InstaPATCH® Cu GigaSPEED X10D® U/UTP Plenum Preterminated Copper Cable, 1100 module to unterminated, 24 links | CommScope® | GigaSPEED X10D® ¦ InstaPATCH® Cu |  | Copper trunk cable assembly
CAGXG | IP6A-24PUTP-PG1S-BLUNT | Base Product | InstaPATCH® Cu GigaSPEED X10D® U/UTP Plenum Preterminated Copper Cable, single row standard density RJ45 plug to unterminated, 24 links | CommScope® | GigaSPEED X10D® ¦ InstaPATCH® Cu |  | Copper trunk cable assembly
CACCD | IP6A-12PUTP-O2H-O2H | Base Product | InstaPATCH® Cu GigaSPEED X10D® U/UTP Plenum Preterminated Copper Cable, dual row high density outlet to dual row standard density outlet, 12 links | CommScope® | GigaSPEED X10D® ¦ InstaPATCH® Cu |  | Copper trunk cable assembly
CARXD | IP6A-12PUTP-1100E-BLUNT | Base Product | InstaPATCH® Cu GigaSPEED X10D® U/UTP Plenum Preterminated Copper Cable, 360 1100 Evolve module to unterminated, 12 links | CommScope® | GigaSPEED X10D® ¦ InstaPATCH® Cu |  | Copper trunk cable assembly
CAGND | IP6A-12PUTP-PG1S-1100L | Base Product | InstaPATCH® Cu GigaSPEED X10D® U/UTP Plenum Preterminated Copper Cable, single row standard density RJ45 plug to 1100 module, 12 links | CommScope® | GigaSPEED X10D® ¦ InstaPATCH® Cu |  | Copper trunk cable assembly
CARNB | IP6A-06PUTP-1100E-1100L | Base Product | InstaPATCH® Cu GigaSPEED X10D® U/UTP Plenum Preterminated Copper Cable, 360 1100 Evolve module to 1100 module, 6 links | CommScope® | GigaSPEED X10D® ¦ InstaPATCH® Cu |  | Copper trunk cable assembly
CAJJG | IP6A-24PUTP-PG2H-PG2H | Base Product | InstaPATCH® Cu GigaSPEED X10D® U/UTP Plenum Preterminated Copper Cable, dual row high density RJ45 plug to dual row high density RJ45 plug, 24 links | CommScope® | GigaSPEED X10D® ¦ InstaPATCH® Cu |  | Copper trunk cable assembly
CAGNG | IP6A-24PUTP-PG1S-1100L | Base Product | InstaPATCH® Cu GigaSPEED X10D® U/UTP Plenum Preterminated Copper Cable, single row standard density RJ45 plug to 1100 module, 24 links | CommScope® | GigaSPEED X10D® ¦ InstaPATCH® Cu |  | Copper trunk cable assembly
CAHNB | IP6A-06PUTP-PG2S-1100L | Base Product | InstaPATCH® Cu GigaSPEED X10D® U/UTP Plenum Preterminated Copper Cable, dual row standard density RJ45 plug to 1100 module, 6 links | CommScope® | GigaSPEED X10D® ¦ InstaPATCH® Cu |  | Copper trunk cable assembly
CARNF | IP6A-18PUTP-1100E-1100L | Base Product | InstaPATCH® Cu GigaSPEED X10D® U/UTP Plenum Preterminated Copper Cable, 360 1100 Evolve module to 1100 module, 18 links | CommScope® | GigaSPEED X10D® ¦ InstaPATCH® Cu |  | Copper trunk cable assembly
CANRF | IP6A-18PUTP-1100L-1100E | Base Product | InstaPATCH® Cu GigaSPEED X10D® U/UTP Plenum Preterminated Copper Cable, 1100 module to 360 1100 Evolve module, 18 links | CommScope® | GigaSPEED X10D® ¦ InstaPATCH® Cu |  | Copper trunk cable assembly
CAGRB | IP6A-06PUTP-PG1S-1100E | Base Product | InstaPATCH® Cu GigaSPEED X10D® U/UTP Plenum Preterminated Copper Cable, single row standard density RJ45 plug to 360 1100 Evolve module, 6 links | CommScope® | GigaSPEED X10D® ¦ InstaPATCH® Cu |  | Copper trunk cable assembly
CAHND | IP6A-12PUTP-PG2S-1100L | Base Product | InstaPATCH® Cu GigaSPEED X10D® U/UTP Plenum Preterminated Copper Cable, dual row standard density RJ45 plug to 1100 module, 12 links | CommScope® | GigaSPEED X10D® ¦ InstaPATCH® Cu |  | Copper trunk cable assembly
CANRG | IP6A-24PUTP-1100L-1100E | Base Product | InstaPATCH® Cu GigaSPEED X10D® U/UTP Plenum Preterminated Copper Cable, 1100 module to 360 1100 Evolve module, 24 links | CommScope® | GigaSPEED X10D® ¦ InstaPATCH® Cu |  | Copper trunk cable assembly
CASSD | P6A-12PUTP-1LK12-1LK12 | Base Product | InstaPATCH® Cu GigaSPEED X10D® U/UTP Plenum Preterminated Copper Cable, dual row OneLink 2x6 to dual row OneLink 2x6, 12 links | CommScope® | GigaSPEED X10D® ¦ InstaPATCH® Cu |  | Copper trunk cable assembly
CANSD | IP6A-12PUTP-1100L-1LK12 | Base Product | InstaPATCH® Cu GigaSPEED X10D® U/UTP Plenum Preterminated Copper Cable, 1100 module to dual row OneLink 2x6, 12 links | CommScope® | GigaSPEED X10D® ¦ InstaPATCH® Cu |  | Copper trunk cable assembly
CANXB | IP6A-06PUTP-1100L-BLUNT | Base Product | InstaPATCH® Cu GigaSPEED X10D® U/UTP Plenum Preterminated Copper Cable, 1100 module to unterminated, 6 links | CommScope® | GigaSPEED X10D® ¦ InstaPATCH® Cu |  | Copper trunk cable assembly
CAGRD | IP6A-12PUTP-PG1S-1100E | Base Product | InstaPATCH® Cu GigaSPEED X10D® U/UTP Plenum Preterminated Copper Cable, single row standard density RJ45 plug to 360 1100 Evolve module, 12 links | CommScope® | GigaSPEED X10D® ¦ InstaPATCH® Cu |  | Copper trunk cable assembly
CBARB | IP6A-06RUTP-O1S-1100E | Base Product | InstaPATCH® Cu GigaSPEED X10D® U/UTP Riser Preterminated Copper Cable, single row standard density outlet to 360 1100 Evolve module, 6 links | CommScope® | GigaSPEED X10D® ¦ InstaPATCH® Cu |  | Copper trunk cable assembly
CASXD | IP6A-12PUTP-1LK12-BLUNT | Base Product | InstaPATCH® Cu GigaSPEED X10D® U/UTP Plenum Preterminated Copper Cable, dual row OneLink 2x6, unterminated, 12 links | CommScope® | GigaSPEED X10D® ¦ InstaPATCH® Cu |  | Copper trunk cable assembly
CBAXG | IP6A-24RUTP-O1S-BLUNT | Base Product | InstaPATCH® Cu GigaSPEED X10D® U/UTP Riser Preterminated Copper Cable, single row standard density outlet to unterminated, 24 links | CommScope® | GigaSPEED X10D® ¦ InstaPATCH® Cu |  | Copper trunk cable assembly
CARNG | IP6A-24PUTP-1100E-1100L | Base Product | InstaPATCH® Cu GigaSPEED X10D® U/UTP Plenum Preterminated Copper Cable, 360 1100 Evolve module to 1100 module, 24 links | CommScope® | GigaSPEED X10D® ¦ InstaPATCH® Cu |  | Copper trunk cable assembly
CANNB | IP6A-06PUTP-1100L-1100L | Base Product | InstaPATCH® Cu GigaSPEED X10D® U/UTP Plenum Preterminated Copper Cable, 1100 module to 1100 module, 6 links | CommScope® | GigaSPEED X10D® ¦ InstaPATCH® Cu |  | Copper trunk cable assembly
CATTC | IP6A-08PUTP-1LK08-1LK08 | Base Product | InstaPATCH® Cu GigaSPEED X10D® U/UTP Plenum Preterminated Copper Cable, dual row OneLink 2x4 to dual row OneLink 2x4, 8 links | CommScope® | GigaSPEED X10D® ¦ InstaPATCH® Cu |  | Copper trunk cable assembly
CBASD | IP6A-12RUTP-O1S-1LK12 | Base Product | InstaPATCH® Cu GigaSPEED X10D® U/UTP Riser Preterminated Copper Cable, single row standard density outlet to dual row OneLink 2x6, 12 links | CommScope® | GigaSPEED X10D® ¦ InstaPATCH® Cu |  | Copper trunk cable assembly
CBBHG | IP6A-24RUTP-O2S-PG2S | Base Product | InstaPATCH® Cu GigaSPEED X10D® U/UTP Riser Preterminated Copper Cable, dual row standard density outlet to dual row standard density RJ45 plug, 24 links | CommScope® | GigaSPEED X10D® ¦ InstaPATCH® Cu |  | Copper trunk cable assembly
CATXC | IP6A-08PUTP-1LK08-BLUNT | Base Product | InstaPATCH® Cu GigaSPEED X10D® U/UTP Plenum Preterminated Copper Cable, dual row OneLink 2x4, unterminated, 8 links | CommScope® | GigaSPEED X10D® ¦ InstaPATCH® Cu |  | Copper trunk cable assembly
CBBAB | IP6A-06RUTP-O2S-O1S | Base Product | InstaPATCH® Cu GigaSPEED X10D® U/UTP Riser Preterminated Copper Cable, dual row standard density outlet to single row standard density outlet, 6 links | CommScope® | GigaSPEED X10D® ¦ InstaPATCH® Cu |  | Copper trunk cable assembly
CBBJG | IP6A-24RUTP-O2S-PG2H | Base Product | InstaPATCH® Cu GigaSPEED X10D® U/UTP Riser Preterminated Copper Cable, dual row standard density outlet to dual row high density RJ45 plug, 24 links | CommScope® | GigaSPEED X10D® ¦ InstaPATCH® Cu |  | Copper trunk cable assembly
CACHG | IP6A-24PUTP-O2H-PG2S | Base Product | InstaPATCH® Cu GigaSPEED X10D® U/UTP Plenum Preterminated Copper Cable, dual row high density outlet to dual row standard densityRJ45 plug, 24 links | CommScope® | GigaSPEED X10D® ¦ InstaPATCH® Cu |  | Copper trunk cable assembly
CBBXD | IP6A-12RUTP-O2S-BLUNT | Base Product | InstaPATCH® Cu GigaSPEED X10D® U/UTP Riser Preterminated Copper Cable, dual row standard density outlet to unterminated, 12 links | CommScope® | GigaSPEED X10D® ¦ InstaPATCH® Cu |  | Copper trunk cable assembly
CARRB | IP6A-06PUTP-1100E-1100E | Base Product | InstaPATCH® Cu GigaSPEED X10D® U/UTP Plenum Preterminated Copper Cable, 360 1100 Evolve module to 360 1100 Evolve module, 6 links | CommScope® | GigaSPEED X10D® ¦ InstaPATCH® Cu |  | Copper trunk cable assembly
CBBAC | IP6A-08RUTP-O2S-O1S | Base Product | InstaPATCH® Cu GigaSPEED X10D® U/UTP Riser Preterminated Copper Cable, dual row standard density outlet to single row standard density outlet, 8 links | CommScope® | GigaSPEED X10D® ¦ InstaPATCH® Cu |  | Copper trunk cable assembly
CBBXG | IP6A-24RUTP-O2S-BLUNT | Base Product | InstaPATCH® Cu GigaSPEED X10D® U/UTP Riser Preterminated Copper Cable, dual row standard density outlet to unterminated, 24 links | CommScope® | GigaSPEED X10D® ¦ InstaPATCH® Cu |  | Copper trunk cable assembly
CBCXD | IP6A-12RUTP-O2H-BLUNT | Base Product | InstaPATCH® Cu GigaSPEED X10D® U/UTP Riser Preterminated Copper Cable, dual row high density outlet to unterminated, 12 links | CommScope® | GigaSPEED X10D® ¦ InstaPATCH® Cu |  | Copper trunk cable assembly
CBCCD | IP6A-12RUTP-O2H-O2H | Base Product | InstaPATCH® Cu GigaSPEED X10D® U/UTP Riser Preterminated Copper Cable, dual row high density outlet to dual row high density outlet, 12 links | CommScope® | GigaSPEED X10D® ¦ InstaPATCH® Cu |  | Copper trunk cable assembly
CBGSD | IP6A-12RUTP-PG1S-1LK12 | Base Product | InstaPATCH® Cu GigaSPEED X10D® U/UTP Riser Preterminated Copper Cable, single row standard density RJ45 plug to dual row OneLink 2x6, 12 links | CommScope® | GigaSPEED X10D® ¦ InstaPATCH® Cu |  | Copper trunk cable assembly
CBBBB | IP6A-06RUTP-O2S-O2S | Base Product | InstaPATCH® Cu GigaSPEED X10D® U/UTP Riser Preterminated Copper Cable, dual row standard density outlet to dual row standard density outlet, 6 links | CommScope® | GigaSPEED X10D® ¦ InstaPATCH® Cu |  | Copper trunk cable assembly
CARRF | IP6A-18PUTP-1100E-1100E | Base Product | InstaPATCH® Cu GigaSPEED X10D® U/UTP Plenum Preterminated Copper Cable, 360 1100 Evolve module to 360 1100 Evolve module, 18 links | CommScope® | GigaSPEED X10D® ¦ InstaPATCH® Cu |  | Copper trunk cable assembly
CBATC | IP6A-08RUTP-O1S-1LK08 | Base Product | InstaPATCH® Cu GigaSPEED X10D® U/UTP Riser Preterminated Copper Cable, single row standard density outlet to dual row OneLink 2x4, 8 links | CommScope® | GigaSPEED X10D® ¦ InstaPATCH® Cu |  | Copper trunk cable assembly
CBAAC | IP6A-08RUTP-O1S-O1S | Base Product | InstaPATCH® Cu GigaSPEED X10D® U/UTP Riser Preterminated Copper Cable, single row standard density outlet to single row standard density outlet, 8 links | CommScope® | GigaSPEED X10D® ¦ InstaPATCH® Cu |  | Copper trunk cable assembly
CBATE | IP6A-16RUTP-O1S-1LK08 | Base Product | InstaPATCH® Cu GigaSPEED X10D® U/UTP Riser Preterminated Copper Cable, single row standard density outlet to dual row OneLink 2x4, 16 links | CommScope® | GigaSPEED X10D® ¦ InstaPATCH® Cu |  | Copper trunk cable assembly
CBGGA | IP6A-04RUTP-PG1S-PG1S | Base Product | InstaPATCH® Cu GigaSPEED X10D® U/UTP Riser Preterminated Copper Cable, single row standard density RJ45 plug to single row standard density RJ45 plug, 4 links | CommScope® | GigaSPEED X10D® ¦ InstaPATCH® Cu |  | Copper trunk cable assembly
CBBBC | IP6A-08RUTP-O2S-O2S | Base Product | InstaPATCH® Cu GigaSPEED X10D® U/UTP Riser Preterminated Copper Cable, dual row standard density outlet to dual row standard density outlet, 8 links | CommScope® | GigaSPEED X10D® ¦ InstaPATCH® Cu |  | Copper trunk cable assembly
CBAAD | IP6A-12RUTP-O1S-O1S | Base Product | InstaPATCH® Cu GigaSPEED X10D® U/UTP Riser Preterminated Copper Cable, single row standard density outlet to single row standard density outlet, 12 links | CommScope® | GigaSPEED X10D® ¦ InstaPATCH® Cu |  | Copper trunk cable assembly
CBHRB | IP6A-06RUTP-PG2S-1100E | Base Product | InstaPATCH® Cu GigaSPEED X10D® U/UTP Riser Preterminated Copper Cable, dual row standard density RJ45 plug to 360 1100 Evolve module, 6 links | CommScope® | GigaSPEED X10D® ¦ InstaPATCH® Cu |  | Copper trunk cable assembly
CBGXG | IP6A-24RUTP-PG1S-BLUNT | Base Product | InstaPATCH® Cu GigaSPEED X10D® U/UTP Riser Preterminated Copper Cable, single row standard density RJ45 plug to unterminated, 24 links | CommScope® | GigaSPEED X10D® ¦ InstaPATCH® Cu |  | Copper trunk cable assembly
CBGGB | IP6A-06RUTP-PG1S-PG1S | Base Product | InstaPATCH® Cu GigaSPEED X10D® U/UTP Riser Preterminated Copper Cable, single row standard density RJ45 plug to single row standard density RJ45 plug, 6 links | CommScope® | GigaSPEED X10D® ¦ InstaPATCH® Cu |  | Copper trunk cable assembly
CBHRD | IP6A-12RUTP-PG2S-1100E | Base Product | InstaPATCH® Cu GigaSPEED X10D® U/UTP Riser Preterminated Copper Cable, dual row standard density RJ45 plug to 360 1100 Evolve module, 12 links | CommScope® | GigaSPEED X10D® ¦ InstaPATCH® Cu |  | Copper trunk cable assembly
CBCCG | IP6A-24RUTP-O2H-O2H | Base Product | InstaPATCH® Cu GigaSPEED X10D® U/UTP Riser Preterminated Copper Cable, dual row high density outlet to dual row high density outlet, 24 links | CommScope® | GigaSPEED X10D® ¦ InstaPATCH® Cu |  | Copper trunk cable assembly
CBAAG | IP6A-24RUTP-O1S-O1S | Base Product | InstaPATCH® Cu GigaSPEED X10D® U/UTP Riser Preterminated Copper Cable, single row standard density outlet to single row standard density outlet, 24 links | CommScope® | GigaSPEED X10D® ¦ InstaPATCH® Cu |  | Copper trunk cable assembly
CBHRG | IP6A-24RUTP-PG2S-1100E | Base Product | InstaPATCH® Cu GigaSPEED X10D® U/UTP Riser Preterminated Copper Cable, dual row standard density RJ45 plug to 360 1100 Evolve module, 24 links | CommScope® | GigaSPEED X10D® ¦ InstaPATCH® Cu |  | Copper trunk cable assembly
CBAXB | IP6A-06RUTP-O1S-BLUNT | Base Product | InstaPATCH® Cu GigaSPEED X10D® U/UTP Riser Preterminated Copper Cable, single row standard density outlet to unterminated, 6 links | CommScope® | GigaSPEED X10D® ¦ InstaPATCH® Cu |  | Copper trunk cable assembly
CBGGG | IP6A-24RUTP-PG1S-PG1S | Base Product | InstaPATCH® Cu GigaSPEED X10D® U/UTP Riser Preterminated Copper Cable, single row standard density RJ45 plug to single row standard density RJ45 plug, 24 links | CommScope® | GigaSPEED X10D® ¦ InstaPATCH® Cu |  | Copper trunk cable assembly
CBHNB | IP6A-06RUTP-PG2S-1100L | Base Product | InstaPATCH® Cu GigaSPEED X10D® U/UTP Riser Preterminated Copper Cable, dual row standard density RJ45 plug to 1100 module, 6 links | CommScope® | GigaSPEED X10D® ¦ InstaPATCH® Cu |  | Copper trunk cable assembly
CBAXC | IP6A-08RUTP-O1S-BLUNT | Base Product | InstaPATCH® Cu GigaSPEED X10D® U/UTP Riser Preterminated Copper Cable, single row standard density outlet to unterminated, 8 links | CommScope® | GigaSPEED X10D® ¦ InstaPATCH® Cu |  | Copper trunk cable assembly
CBABB | IP6A-06RUTP-O1S-O2S | Base Product | InstaPATCH® Cu GigaSPEED X10D® U/UTP Riser Preterminated Copper Cable, single row standard density outlet to dual row standard density outlet, 6 links | CommScope® | GigaSPEED X10D® ¦ InstaPATCH® Cu |  | Copper trunk cable assembly
CBHXG | IP6A-24RUTP-PG2S-BLUNT | Base Product | InstaPATCH® Cu GigaSPEED X10D® U/UTP Riser Preterminated Copper Cable, dual row standard density RJ45 plug to unterminated, 24 links | CommScope® | GigaSPEED X10D® ¦ InstaPATCH® Cu |  | Copper trunk cable assembly
CBBTE | IP6A-16RUTP-O2S-1LK08 | Base Product | InstaPATCH® Cu GigaSPEED X10D® U/UTP Riser Preterminated Copper Cable, dual row standard density outlet to dual row OneLink 2x4, 16 links | CommScope® | GigaSPEED X10D® ¦ InstaPATCH® Cu |  | Copper trunk cable assembly
CBHNG | IP6A-24RUTP-PG2S-1100L | Base Product | InstaPATCH® Cu GigaSPEED X10D® U/UTP Riser Preterminated Copper Cable, dual row standard density RJ45 plug to 1100 module, 24 links | CommScope® | GigaSPEED X10D® ¦ InstaPATCH® Cu |  | Copper trunk cable assembly
CBGND | IP6A-12RUTP-PG1S-1100L | Base Product | InstaPATCH® Cu GigaSPEED X10D® U/UTP Riser Preterminated Copper Cable, single row standard density RJ45 plug to1100 module, 12 links | CommScope® | GigaSPEED X10D® ¦ InstaPATCH® Cu |  | Copper trunk cable assembly
CBNND | IP6A-12RUTP-1100L-1100L | Base Product | InstaPATCH® Cu GigaSPEED X10D® U/UTP Riser Preterminated Copper Cable, 1100 module to 1100 module, 12 links | CommScope® | GigaSPEED X10D® ¦ InstaPATCH® Cu |  | Copper trunk cable assembly
CBBXB | IP6A-06RUTP-O2S-BLUNT | Base Product | InstaPATCH® Cu GigaSPEED X10D® U/UTP Riser Preterminated Copper Cable, dual row standard density outlet to unterminated, 6 links | CommScope® | GigaSPEED X10D® ¦ InstaPATCH® Cu |  | Copper trunk cable assembly
CBJXG | IP6A-24RUTP-PG2H-BLUNT | Base Product | InstaPATCH® Cu GigaSPEED X10D® U/UTP Riser Preterminated Copper Cable, dual row high density RJ45 plug to unterminated, 24 links | CommScope® | GigaSPEED X10D® ¦ InstaPATCH® Cu |  | Copper trunk cable assembly
CBNNF | IP6A-18RUTP-1100L-1100L | Base Product | InstaPATCH® Cu GigaSPEED X10D® U/UTP Riser Preterminated Copper Cable, 1100 module to 1100 module, 18 links | CommScope® | GigaSPEED X10D® ¦ InstaPATCH® Cu |  | Copper trunk cable assembly
CBGRB | IP6A-06RUTP-PG1S-1100E | Base Product | InstaPATCH® Cu GigaSPEED X10D® U/UTP Riser Preterminated Copper Cable, single row standard density RJ45 plug to 360 1100 Evolve module, 6 links | CommScope® | GigaSPEED X10D® ¦ InstaPATCH® Cu |  | Copper trunk cable assembly
CCHRB | IP6A-06LUTP-PG2S-1100E | Base Product | InstaPATCH® Cu GigaSPEED X10D® U/UTP LSZH Preterminated Copper Cable, dual row standard density RJ45 plug to 360 1100 Evolve module, 6 links | CommScope® | GigaSPEED X10D® ¦ InstaPATCH® Cu |  | Copper trunk cable assembly
CCNND | IP6A-12LUTP-1100L-1100L | Base Product | InstaPATCH® Cu GigaSPEED X10D® U/UTP LSZH Preterminated Copper Cable, 1100 module to 1100 module, 12 links | CommScope® | GigaSPEED X10D® ¦ InstaPATCH® Cu |  | Copper trunk cable assembly
CCRNG | IP6A-24LUTP-1100E-1100L | Base Product | InstaPATCH® Cu GigaSPEED X10D® U/UTP LSZH Preterminated Copper Cable, 360 1100 module to 1100 module, 24 links | CommScope® | GigaSPEED X10D® ¦ InstaPATCH® Cu |  | Copper trunk cable assembly
CCGXB | IP6A-06LUTP-PG1S-BLUNT | Base Product | InstaPATCH® Cu GigaSPEED X10D® U/UTP LSZH Preterminated Copper Cable, ingle row standard density RJ45 plug to unterminated, 6 links | CommScope® | GigaSPEED X10D® ¦ InstaPATCH® Cu |  | Copper trunk cable assembly
CCGND | IP6A-12LUTP-PG1S-1100L | Base Product | InstaPATCH® Cu GigaSPEED X10D® U/UTP LSZH Preterminated Copper Cable, single row standard density RJ45 plug to 1100 module, 12 links | CommScope® | GigaSPEED X10D® ¦ InstaPATCH® Cu |  | Copper trunk cable assembly
CCRRB | IP6A-06LUTP-1100E-1100E | Base Product | InstaPATCH® Cu GigaSPEED X10D® U/UTP LSZH Preterminated Copper Cable, 360 1100 Evolve module to 360 1100 Evolve module, 6 links | CommScope® | GigaSPEED X10D® ¦ InstaPATCH® Cu |  | Copper trunk cable assembly
CCNSD | IP6A-12LUTP-1100L-1LK12 | Base Product | InstaPATCH® Cu GigaSPEED X10D® U/UTP LSZH Preterminated Copper Cable, 1100 module to dual row OneLink 2x6, 12 links | CommScope® | GigaSPEED X10D® ¦ InstaPATCH® Cu |  | Copper trunk cable assembly
CCHRG | IP6A-24LUTP-PG2S-1100E | Base Product | InstaPATCH® Cu GigaSPEED X10D® U/UTP LSZH Preterminated Copper Cable, dual row standard density RJ45 plug to 360 1100 Evolve module, 24 links | CommScope® | GigaSPEED X10D® ¦ InstaPATCH® Cu |  | Copper trunk cable assembly
CCNNG | IP6A-24LUTP-1100L-1100L | Base Product | InstaPATCH® Cu GigaSPEED X10D® U/UTP LSZH Preterminated Copper Cable, 1100 module to 1100 module, 24 links | CommScope® | GigaSPEED X10D® ¦ InstaPATCH® Cu |  | Copper trunk cable assembly
CCNXB | IP6A-06LUTP-1100L-BLUNT | Base Product | InstaPATCH® Cu GigaSPEED X10D® U/UTP LSZH Preterminated Copper Cable, 1100 module to unterminated, 6 links | CommScope® | GigaSPEED X10D® ¦ InstaPATCH® Cu |  | Copper trunk cable assembly
CCSSD | IP6A-12LUTP-1LK12-1LK12 | Base Product | InstaPATCH® Cu GigaSPEED X10D® U/UTP LSZH Preterminated Copper Cable, dual row OneLink 2x6 to dual row OneLink 2x6, 12 links | CommScope® | GigaSPEED X10D® ¦ InstaPATCH® Cu |  | Copper trunk cable assembly
CCNXD | IP6A-12LUTP-1100L-BLUNT | Base Product | InstaPATCH® Cu GigaSPEED X10D® U/UTP LSZH Preterminated Copper Cable, 1100 module to unterminated, 12 links | CommScope® | GigaSPEED X10D® ¦ InstaPATCH® Cu |  | Copper trunk cable assembly
CCNRD | IP6A-12LUTP-1100L-1100E | Base Product | InstaPATCH® Cu GigaSPEED X10D® U/UTP LSZH Preterminated Copper Cable, 1100 module to 360 1100 Evolve module, 12 links | CommScope® | GigaSPEED X10D® ¦ InstaPATCH® Cu |  | Copper trunk cable assembly
CCNXF | IP6A-18LUTP-1100L-BLUNT | Base Product | InstaPATCH® Cu GigaSPEED X10D® U/UTP LSZH Preterminated Copper Cable, 1100 module to unterminated, 18 links | CommScope® | GigaSPEED X10D® ¦ InstaPATCH® Cu |  | Copper trunk cable assembly
CDAAG | IP6A-24PFTP-O1S-O1S | Base Product | InstaPATCH® Cu GigaSPEED X10D® F/UTP Plenum Copper Cable, single row standard density outlet to single row standard density outlet, 24 links | CommScope® | GigaSPEED X10D® ¦ InstaPATCH® Cu |  | Copper trunk cable assembly |  | Discontinued
CCNXG | IP6A-24LUTP-1100L-BLUNT | Base Product | InstaPATCH® Cu GigaSPEED X10D® U/UTP LSZH Preterminated Copper Cable, 1100 module to unterminated, 24 links | CommScope® | GigaSPEED X10D® ¦ InstaPATCH® Cu |  | Copper trunk cable assembly
CCRRG | IP6A-24LUTP-1100E-1100E | Base Product | InstaPATCH® Cu GigaSPEED X10D® U/UTP LSZH Preterminated Copper Cable, 360 1100 Evolve module to 360 1100 Evolve module, 24 links | CommScope® | GigaSPEED X10D® ¦ InstaPATCH® Cu |  | Copper trunk cable assembly
CDBTE | IP6A-16PFTP-O2S-1LK08 | Base Product | InstaPATCH® Cu GigaSPEED X10D® F/UTP Plenum Copper Cable, dual row standard density outlet to dual row OneLink 2x4, 16 links | CommScope® | GigaSPEED X10D® ¦ InstaPATCH® Cu |  | Copper trunk cable assembly
CDABC | IP6A-08PFTP-O1S-O2S | Base Product | InstaPATCH® Cu GigaSPEED X10D® F/UTP Plenum Copper Cable, single row standard density outlet to dual row standard density outlet, 8 links | CommScope® | GigaSPEED X10D® ¦ InstaPATCH® Cu |  | Copper trunk cable assembly
CDGGA | IP6A-04PFTP-PG1S-PG1S | Base Product | InstaPATCH® Cu GigaSPEED X10D® F/UTP Plenum Preterminated Copper Cable, single row standard density RJ45 plug to single row standard density RJ45 plug, 4 links | CommScope® | GigaSPEED X10D® ¦ InstaPATCH® Cu |  | Copper trunk cable assembly
CDATC | IP6A-08PFTP-O1S-1LK08 | Base Product | InstaPATCH® Cu GigaSPEED X10D® F/UTP Plenum Copper Cable, single row standard density outlet to dual row OneLink 2x4, 8 links | CommScope® | GigaSPEED X10D® ¦ InstaPATCH® Cu |  | Copper trunk cable assembly
CCRXB | IP6A-06LUTP-1100E-BLUNT | Base Product | InstaPATCH® Cu GigaSPEED X10D® U/UTP LSZH Preterminated Copper Cable, 360 1100 Evolve module to unterminated, 6 links | CommScope® | GigaSPEED X10D® ¦ InstaPATCH® Cu |  | Copper trunk cable assembly
CDBXB | IP6A-06PFTP-O2S-BLUNT | Base Product | InstaPATCH® Cu GigaSPEED X10D® F/UTP Plenum Copper Cable, dual row standard density outlet to unterminated, 6 links | CommScope® | GigaSPEED X10D® ¦ InstaPATCH® Cu |  | Copper trunk cable assembly
CDABG | IP6A-24PFTP-O1S-O2S | Base Product | InstaPATCH® Cu GigaSPEED X10D® F/UTP Plenum Copper Cable, single row standard density outlet to dual row standard density outlet, 24 links | CommScope® | GigaSPEED X10D® ¦ InstaPATCH® Cu |  | Copper trunk cable assembly
CDBXC | IP6A-08PFTP-O2S-BLUNT | Base Product | InstaPATCH® Cu GigaSPEED X10D® F/UTP Plenum Copper Cable, dual row standard density outlet to unterminated, 8 links | CommScope® | GigaSPEED X10D® ¦ InstaPATCH® Cu |  | Copper trunk cable assembly
CCTXC | IP6A-08LUTP-1LK08-BLUNT | Base Product | InstaPATCH® Cu GigaSPEED X10D® U/UTP LSZH Preterminated Copper Cable, dual row OneLink 2x4 to unterminated, 8 links | CommScope® | GigaSPEED X10D® ¦ InstaPATCH® Cu |  | Copper trunk cable assembly
CDBAG | IP6A-24PFTP-O2S-O1S | Base Product | InstaPATCH® Cu GigaSPEED X10D® F/UTP Plenum Copper Cable, dual row standard density outlet to single row standard density outlet, 24 links | CommScope® | GigaSPEED X10D® ¦ InstaPATCH® Cu |  | Copper trunk cable assembly
CDASD | IP6A-12PFTP-O1S-1LK12 | Base Product | InstaPATCH® Cu GigaSPEED X10D® F/UTP Plenum Copper Cable, single row standard density outlet to dual row OneLink 2x6, 12 links | CommScope® | GigaSPEED X10D® ¦ InstaPATCH® Cu |  | Copper trunk cable assembly
CDGSD | IP6A-12PFTP-PG1S-1LK12 | Base Product | InstaPATCH® Cu GigaSPEED X10D® F/UTP Plenum Preterminated Copper Cable, single row standard density RJ45 plug to dual row OneLink 2x6, 12 links | CommScope® | GigaSPEED X10D® ¦ InstaPATCH® Cu |  | Copper trunk cable assembly
CDHSD | IP6A-12PFTP-PG2S-1LK12 | Base Product | InstaPATCH® Cu GigaSPEED X10D® F/UTP Plenum Preterminated Copper Cable, dual row standard density RJ45 plug to dual row OneLink 2x6, 12 links | CommScope® | GigaSPEED X10D® ¦ InstaPATCH® Cu |  | Copper trunk cable assembly
CDATE | IP6A-16PFTP-O1S-1LK08 | Base Product | InstaPATCH® Cu GigaSPEED X10D® F/UTP Plenum Copper Cable, single row standard density outlet to dual row OneLink 2x4, 18 links | CommScope® | GigaSPEED X10D® ¦ InstaPATCH® Cu |  | Copper trunk cable assembly
CEAAD | IP6A-12RFTP-O1S-O1S | Base Product | InstaPATCH® Cu GigaSPEED X10D® F/UTP Riser Copper Cable, single row standard density outlet to single row standard density outlet, 12 links | CommScope® | GigaSPEED X10D® ¦ InstaPATCH® Cu |  | Copper trunk cable assembly
CDGXA | IP6A-04PFTP-PG1S-BLUNT | Base Product | InstaPATCH® Cu GigaSPEED X10D® F/UTP Plenum Preterminated Copper Cable, single row standard density RJ45 plug to unterminated, 4 links | CommScope® | GigaSPEED X10D® ¦ InstaPATCH® Cu |  | Copper trunk cable assembly
CDCGG | IP6A-24PFTP-O2H-PG1S | Base Product | InstaPATCH® Cu GigaSPEED X10D® F/UTP Plenum Preterminated Copper Cable, dual row high density outlet to single row standard density RJ45 plug, 24 links | CommScope® | GigaSPEED X10D® ¦ InstaPATCH® Cu |  | Copper trunk cable assembly
CDHXG | IP6A-24PFTP-PG2S-BLUNT | Base Product | InstaPATCH® Cu GigaSPEED X10D® F/UTP Plenum Preterminated Copper Cable, dual row standard density RJ45 plug to unterminated, 24 links | CommScope® | GigaSPEED X10D® ¦ InstaPATCH® Cu |  | Copper trunk cable assembly
CEAAG | IP6A-24RFTP-O1S-O1S | Base Product | InstaPATCH® Cu GigaSPEED X10D® F/UTP Riser Copper Cable, single row standard density outlet to single row standard density outlet, 24 links | CommScope® | GigaSPEED X10D® ¦ InstaPATCH® Cu |  | Copper trunk cable assembly
CDBBD | IP6A-12PFTP-O2S-O2S | Base Product | InstaPATCH® Cu GigaSPEED X10D® F/UTP Plenum Copper Cable, dual row standard density outlet to dual row standard density outlet, 12 links | CommScope® | GigaSPEED X10D® ¦ InstaPATCH® Cu |  | Copper trunk cable assembly
CDSSD | IP6A-12PFTP-1LK12-1LK12 | Base Product | InstaPATCH® Cu GigaSPEED X10D® F/UTP Plenum Copper Cable, dual row OneLink 2x6 to dual row OneLink 2x6, 12 links | CommScope® | GigaSPEED X10D® ¦ InstaPATCH® Cu |  | Copper trunk cable assembly
CEABD | IP6A-12RFTP-O1S-O2S | Base Product | InstaPATCH® Cu GigaSPEED X10D® F/UTP Riser Copper Cable, single row standard density outlet to dual row standard density outlet, 12 links | CommScope® | GigaSPEED X10D® ¦ InstaPATCH® Cu |  | Copper trunk cable assembly
CEATC | IP6A-08RFTP-O1S-1LK08 | Base Product | InstaPATCH® Cu GigaSPEED X10D® F/UTP Riser Copper Cable, single row standard density outlet to dual row OneLink 2x4, 8 links | CommScope® | GigaSPEED X10D® ¦ InstaPATCH® Cu |  | Copper trunk cable assembly
CEBAD | IP6A-12RFTP-O2S-O1S | Base Product | InstaPATCH® Cu GigaSPEED X10D® F/UTP Riser Copper Cable, dual row standard density outlet to single row standard density outlet, 12 links | CommScope® | GigaSPEED X10D® ¦ InstaPATCH® Cu |  | Copper trunk cable assembly
CEATE | IP6A-16RFTP-O1S-1LK08 | Base Product | InstaPATCH® Cu GigaSPEED X10D® F/UTP Riser Copper Cable, single row standard density outlet to dual row OneLink 2x4, 16 links | CommScope® | GigaSPEED X10D® ¦ InstaPATCH® Cu |  | Copper trunk cable assembly
CDSXD | IP6A-12PFTP-1LK12-BLUNT | Base Product | InstaPATCH® Cu GigaSPEED X10D® F/UTP Plenum Copper Cable, dual row OneLink 2x6 to unterminated, 12 links | CommScope® | GigaSPEED X10D® ¦ InstaPATCH® Cu |  | Copper trunk cable assembly
CEBBB | IP6A-06RFTP-O2S-O2S | Base Product | InstaPATCH® Cu GigaSPEED X10D® F/UTP Riser Copper Cable, dual row standard density outlet to dual row standard density outlet, 6 links | CommScope® | GigaSPEED X10D® ¦ InstaPATCH® Cu |  | Copper trunk cable assembly
CDAXC | IP6A-08PFTP-O1S-BLUNT | Base Product | InstaPATCH® Cu GigaSPEED X10D® F/UTP Plenum Copper Cable, single row standard density outlet to unterminated, 8 links | CommScope® | GigaSPEED X10D® ¦ InstaPATCH® Cu |  | Copper trunk cable assembly
CDAXG | IP6A-24PFTP-O1S-BLUNT | Base Product | InstaPATCH® Cu GigaSPEED X10D® F/UTP Plenum Copper Cable, single row standard density outlet to unterminated, 24 links | CommScope® | GigaSPEED X10D® ¦ InstaPATCH® Cu |  | Copper trunk cable assembly
CDBAB | IP6A-06PFTP-O2S-O1S | Base Product | InstaPATCH® Cu GigaSPEED X10D® F/UTP Plenum Copper Cable, dual row standard density outlet to single row standard density outlet, 6 links | CommScope® | GigaSPEED X10D® ¦ InstaPATCH® Cu |  | Copper trunk cable assembly
CEAXD | IP6A-12RFTP-O1S-BLUNT | Base Product | InstaPATCH® Cu GigaSPEED X10D® F/UTP Riser Copper Cable, single row standard density outlet to unterminated, 12 links | CommScope® | GigaSPEED X10D® ¦ InstaPATCH® Cu |  | Copper trunk cable assembly
CDBAC | IP6A-08PFTP-O2S-O1S | Base Product | InstaPATCH® Cu GigaSPEED X10D® F/UTP Plenum Copper Cable, dual row standard density outlet to single row standard density outlet, 8 links | CommScope® | GigaSPEED X10D® ¦ InstaPATCH® Cu |  | Copper trunk cable assembly
CDBAD | IP6A-12PFTP-O2S-O1S | Base Product | InstaPATCH® Cu GigaSPEED X10D® F/UTP Plenum Copper Cable, dual row standard density outlet to single row standard density outlet, 12 links | CommScope® | GigaSPEED X10D® ¦ InstaPATCH® Cu |  | Copper trunk cable assembly
CECJG | IP6A-24RFTP-O2H-PG2H | Base Product | InstaPATCH® Cu GigaSPEED X10D® F/UTP Riser Preterminated Copper Cable, dual row high density outlet to dual row high density RJ45 plug, 24 links | CommScope® | GigaSPEED X10D® ¦ InstaPATCH® Cu |  | Copper trunk cable assembly
CEGGB | IP6A-06RFTP-PG1S-PG1S | Base Product | InstaPATCH® Cu GigaSPEED X10D® F/UTP Riser Preterminated Copper Cable, single row standard density RJ45 plug to single row standard density RJ45 plug, 6 links | CommScope® | GigaSPEED X10D® ¦ InstaPATCH® Cu |  | Copper trunk cable assembly
CDTXC | IP6A-08PFTP-1LK08-BLUNT | Base Product | InstaPATCH® Cu GigaSPEED X10D® F/UTP Plenum Copper Cable, dual row OneLink 2x4 to unterminated, 8 links | CommScope® | GigaSPEED X10D® ¦ InstaPATCH® Cu |  | Copper trunk cable assembly
CEAJG | IP6A-24RFTP-O1S-PG2H | Base Product | InstaPATCH® Cu GigaSPEED X10D® F/UTP Riser Preterminated Copper Cable, single row standard density outlet to dual row high density RJ45 plug, 24 links | CommScope® | GigaSPEED X10D® ¦ InstaPATCH® Cu |  | Copper trunk cable assembly
CEHSD | IP6A-12RFTP-PG2S-1LK12 | Base Product | InstaPATCH® Cu GigaSPEED X10D® F/UTP Riser Preterminated Copper Cable, dual row standard density RJ45 plug to dual row OneLink 2x6, 12 links | CommScope® | GigaSPEED X10D® ¦ InstaPATCH® Cu |  | Copper trunk cable assembly
CEAAB | IP6A-06RFTP-O1S-O1S | Base Product | InstaPATCH® Cu GigaSPEED X10D® F/UTP Riser Copper Cable, single row standard density outlet to single row standard density outlet, 6 links | CommScope® | GigaSPEED X10D® ¦ InstaPATCH® Cu |  | Copper trunk cable assembly
CDBHG | IP6A-24PFTP-O2S-PG2S | Base Product | InstaPATCH® Cu GigaSPEED X10D® F/UTP Plenum Preterminated Copper Cable, dual row standard density outlet to dual row standard density RJ45 plug, 24 links | CommScope® | GigaSPEED X10D® ¦ InstaPATCH® Cu |  | Copper trunk cable assembly
CEAAC | IP6A-08RFTP-O1S-O1S | Base Product | InstaPATCH® Cu GigaSPEED X10D® F/UTP Riser Copper Cable, single row standard density outlet to single row standard density outlet, 8 links | CommScope® | GigaSPEED X10D® ¦ InstaPATCH® Cu |  | Copper trunk cable assembly
CEBTE | IP6A-16RFTP-O2S-1LK08 | Base Product | InstaPATCH® Cu GigaSPEED X10D® F/UTP Riser Copper Cable, dual row standard density outlet to dual row OneLink 2x4, 16 links | CommScope® | GigaSPEED X10D® ¦ InstaPATCH® Cu |  | Copper trunk cable assembly
CEGSD | IP6A-12RFTP-PG1S-1LK12 | Base Product | InstaPATCH® Cu GigaSPEED X10D® F/UTP Riser Preterminated Copper Cable, single row standard density RJ45 plug to dual row OneLink 2x6, 12 links | CommScope® | GigaSPEED X10D® ¦ InstaPATCH® Cu |  | Copper trunk cable assembly
CDBJG | IP6A-24PFTP-O2S-PG2H | Base Product | InstaPATCH® Cu GigaSPEED X10D® F/UTP Plenum Preterminated Copper Cable, dual row standard density outlet to dual row high density RJ45 plug, 24 links | CommScope® | GigaSPEED X10D® ¦ InstaPATCH® Cu |  | Copper trunk cable assembly
CEGXB | IP6A-06RFTP-PG1S-BLUNT | Base Product | InstaPATCH® Cu GigaSPEED X10D® F/UTP Riser Preterminated Copper Cable, single row standard density RJ45 plug to unterminated, 6 links | CommScope® | GigaSPEED X10D® ¦ InstaPATCH® Cu |  | Copper trunk cable assembly
CDBSD | IP6A-12PFTP-O2S-1LK12 | Base Product | InstaPATCH® Cu GigaSPEED X10D® F/UTP Plenum Copper Cable, dual row standard density outlet to dual row OneLink 2x6, 12 links | CommScope® | GigaSPEED X10D® ¦ InstaPATCH® Cu |  | Copper trunk cable assembly
CESSD | IP6A-12RFTP-1LK12-1LK12 | Base Product | InstaPATCH® Cu GigaSPEED X10D® F/UTP Riser Copper Cable, dual row OneLink 2x6 to dual row OneLink 2x6, 12 links | CommScope® | GigaSPEED X10D® ¦ InstaPATCH® Cu |  | Copper trunk cable assembly
CESXD | IP6A-12RFTP-1LK12-BLUNT | Base Product | InstaPATCH® Cu GigaSPEED X10D® F/UTP Riser Copper Cable, dual row OneLink 2x6 to unterminated, 12 links | CommScope® | GigaSPEED X10D® ¦ InstaPATCH® Cu |  | Copper trunk cable assembly
CEBXB | IP6A-06RFTP-O2S-BLUNT | Base Product | InstaPATCH® Cu GigaSPEED X10D® F/UTP Riser Copper Cable, dual row standard density outlet to unterminated, 6 links | CommScope® | GigaSPEED X10D® ¦ InstaPATCH® Cu |  | Copper trunk cable assembly
CFAAC | IP6A-08LFTP-O1S-O1S | Base Product | InstaPATCH® Cu GigaSPEED X10D® F/UTP LSZH Copper Cable, single row standard density outlet to single row standard density outlet, 8 links | CommScope® | GigaSPEED X10D® ¦ InstaPATCH® Cu |  | Copper trunk cable assembly
CFASD | IP6A-12LFTP-O1S-1LK12 | Base Product | InstaPATCH® Cu GigaSPEED X10D® F/UTP LSZH Copper Cable, single row standard density outlet to dual row OneLink 2x6, 12 links | CommScope® | GigaSPEED X10D® ¦ InstaPATCH® Cu |  | Copper trunk cable assembly |  | Discontinued
CFBBG | IP6A-24LFTP-O2S-O2S | Base Product | InstaPATCH® Cu GigaSPEED X10D® F/UTP LSZH Copper Cable, dual row standard density outlet to dual row standard density outlet, 24 links | CommScope® | GigaSPEED X10D® ¦ InstaPATCH® Cu |  | Copper trunk cable assembly
CFATC | IP6A-08LFTP-O1S-1LK08 | Base Product | InstaPATCH® Cu GigaSPEED X10D® F/UTP LSZH Copper Cable, single row standard density outlet to dual row OneLink 2x4, 8 links | CommScope® | GigaSPEED X10D® ¦ InstaPATCH® Cu |  | Copper trunk cable assembly |  | Discontinued
CFBGG | IP6A-24LFTP-O2S-PG1S | Base Product | InstaPATCH® Cu GigaSPEED X10D® F/UTP LSZH Preterminated Copper Cable, dual row standard density outlet to single row standard density RJ45 plug, 24 links | CommScope® | GigaSPEED X10D® ¦ InstaPATCH® Cu |  | Copper trunk cable assembly
CFABC | IP6A-08LFTP-O1S-O2S | Base Product | InstaPATCH® Cu GigaSPEED X10D® F/UTP LSZH Copper Cable, single row standard density outlet to dual row standard density outlet, 8 links | CommScope® | GigaSPEED X10D® ¦ InstaPATCH® Cu |  | Copper trunk cable assembly
CFBXC | IP6A-08LFTP-O2S-BLUNT | Base Product | InstaPATCH® Cu GigaSPEED X10D® F/UTP LSZH Copper Cable, dual row standard density outlet to unterminated, 8 links | CommScope® | GigaSPEED X10D® ¦ InstaPATCH® Cu |  | Copper trunk cable assembly
CFBTE | IP6A-16LFTP-O2S-1LK08 | Base Product | InstaPATCH® Cu GigaSPEED X10D® F/UTP LSZH Copper Cable, dual row standard density outlet to dual row OneLink 2x4, 16 links | CommScope® | GigaSPEED X10D® ¦ InstaPATCH® Cu |  | Copper trunk cable assembly
CFCHG | IP6A-24LFTP-O2H-PG2S | Base Product | InstaPATCH® Cu GigaSPEED X10D® F/UTP LSZH Preterminated Copper Cable, dual row high density outlet to dual row standard density RJ45 plug, 24 links | CommScope® | GigaSPEED X10D® ¦ InstaPATCH® Cu |  | Copper trunk cable assembly
CFCJG | IP6A-24LFTP-O2H-PG2H | Base Product | InstaPATCH® Cu GigaSPEED X10D® F/UTP LSZH Preterminated Copper Cable, dual row high density outlet to dual row high density RJ45 plug, 24 links | CommScope® | GigaSPEED X10D® ¦ InstaPATCH® Cu |  | Copper trunk cable assembly
CETXC | IP6A-08RFTP-1LK08-BLUNT | Base Product | InstaPATCH® Cu GigaSPEED X10D® F/UTP Riser Copper Cable, dual row OneLink 2x4 to unterminated, 8 links | CommScope® | GigaSPEED X10D® ¦ InstaPATCH® Cu |  | Copper trunk cable assembly
CFBAC | IP6A-08LFTP-O2S-O1S | Base Product | InstaPATCH® Cu GigaSPEED X10D® F/UTP LSZH Copper Cable, dual row standard density outlet to single row standard density outlet, 8 links | CommScope® | GigaSPEED X10D® ¦ InstaPATCH® Cu |  | Copper trunk cable assembly
CFHXG | IP6A-24LFTP-PG2S-BLUNT | Base Product | InstaPATCH® Cu GigaSPEED X10D® F/UTP LSZH Preterminated Copper Cable, dual row standard density RJ45 plug to unterminated, 24 links | CommScope® | GigaSPEED X10D® ¦ InstaPATCH® Cu |  | Copper trunk cable assembly
CFBAD | IP6A-12LFTP-O2S-O1S | Base Product | InstaPATCH® Cu GigaSPEED X10D® F/UTP LSZH Copper Cable, dual row standard density outlet to single row standard density outlet, 12 links | CommScope® | GigaSPEED X10D® ¦ InstaPATCH® Cu |  | Copper trunk cable assembly
CFJJG | IP6A-24LFTP-PG2H-PG2H | Base Product | InstaPATCH® Cu GigaSPEED X10D® F/UTP LSZH Preterminated Copper Cable, dual row high density RJ45 plug to dual row high density RJ45 plug, 24 links | CommScope® | GigaSPEED X10D® ¦ InstaPATCH® Cu |  | Copper trunk cable assembly
CFBAG | IP6A-24LFTP-O2S-O1S | Base Product | InstaPATCH® Cu GigaSPEED X10D® F/UTP LSZH Copper Cable, dual row standard density outlet to single row standard density outlet, 24 links | CommScope® | GigaSPEED X10D® ¦ InstaPATCH® Cu |  | Copper trunk cable assembly
CFJXG | IP6A-24LFTP-PG2H-BLUNT | Base Product | InstaPATCH® Cu GigaSPEED X10D® F/UTP LSZH Preterminated Copper Cable, dual row high density RJ45 plug to unterminated, 24 links | CommScope® | GigaSPEED X10D® ¦ InstaPATCH® Cu |  | Copper trunk cable assembly
CFBBB | IP6A-06LFTP-O2S-O2S | Base Product | InstaPATCH® Cu GigaSPEED X10D® F/UTP LSZH Copper Cable, dual row standard density outlet to dual row standard density outlet, 6 links | CommScope® | GigaSPEED X10D® ¦ InstaPATCH® Cu |  | Copper trunk cable assembly
CEGXD | IP6A-12RFTP-PG1S-BLUNT | Base Product | InstaPATCH® Cu GigaSPEED X10D® F/UTP Riser Preterminated Copper Cable, single row standard density RJ45 plug to unterminated, 12 links | CommScope® | GigaSPEED X10D® ¦ InstaPATCH® Cu |  | Copper trunk cable assembly
CFBBC | IP6A-08LFTP-O2S-O2S | Base Product | InstaPATCH® Cu GigaSPEED X10D® F/UTP LSZH Copper Cable, dual row standard density outlet to dual row standard density outlet, 8 links | CommScope® | GigaSPEED X10D® ¦ InstaPATCH® Cu |  | Copper trunk cable assembly
CEGXG | IP6A-24RFTP-PG1S-BLUNT | Base Product | InstaPATCH® Cu GigaSPEED X10D® F/UTP Riser Preterminated Copper Cable, single row standard density RJ45 plug to unterminated, 24 links | CommScope® | GigaSPEED X10D® ¦ InstaPATCH® Cu |  | Copper trunk cable assembly
CFBBD | IP6A-12LFTP-O2S-O2S | Base Product | InstaPATCH® Cu GigaSPEED X10D® F/UTP LSZH Copper Cable, dual row standard density outlet to dual row standard density outlet, 12 links | CommScope® | GigaSPEED X10D® ¦ InstaPATCH® Cu |  | Copper trunk cable assembly
CFTTC | IP6A-08LFTP-1LK08-1LK08 | Base Product | InstaPATCH® Cu GigaSPEED X10D® F/UTP LSZH Copper Cable, dual row OneLink 2x4 to dual row OneLink 2x4, 8 links | CommScope® | GigaSPEED X10D® ¦ InstaPATCH® Cu |  | Copper trunk cable assembly
CEBXC | IP6A-08RFTP-O2S-BLUNT | Base Product | InstaPATCH® Cu GigaSPEED X10D® F/UTP Riser Copper Cable, dual row standard density outlet to unterminated, 8 links | CommScope® | GigaSPEED X10D® ¦ InstaPATCH® Cu |  | Copper trunk cable assembly
CFTXC | IP6A-08LFTP-1LK08-BLUNT | Base Product | InstaPATCH® Cu GigaSPEED X10D® F/UTP LSZH Copper Cable, dual row OneLink 2x4 to unterminated, 8 links | CommScope® | GigaSPEED X10D® ¦ InstaPATCH® Cu |  | Copper trunk cable assembly
HGS620 |  | Base Product | GigaSPEED X10D® HGS-Series Modular Jack, RJ45, Cat6A, Shielded | SYSTIMAX® | GigaSPEED X10D® | HGS620 | Modular jack
760128207 | 360-PM-GS6-2U-48 | Variant of 360-DM-PANELS | SYSTIMAX 360™ GigaSPEED X10D® PATCHMAX® GS6 Unshielded Patch Panel, Cat6A, 48 port, Silver | SYSTIMAX® | GigaSPEED X10D® ¦ SYSTIMAX 360™ | NA | RJ45 patch panel
760138602 | 1091B LBL C6A 4/23 U/UTP R3000 | Variant of 1091B | GigaSPEED X10D® 1091B ETL Verified Category 6A U/UTP Cable, light blue jacket, 4 pair count, 3000 ft (914 m) length, reel | SYSTIMAX® | GigaSPEED X10D® |  | Twisted pair cable
760163337 | 1091B YEL C6A 4/23 U/UTP R3000 | Variant of 1091B | GigaSPEED X10D® 1091B ETL Verified Category 6A U/UTP Cable, yellow jacket, 4 pair count, 3000 ft (914 m) length, reel | SYSTIMAX® | GigaSPEED X10D® |  | Twisted pair cable
760163725 | 2091B BLK C6A 4/23 U/UTP R3000 | Variant of 2091B | GigaSPEED X10D® 2091B ETL Verified Category 6A U/UTP Cable, black jacket, 4 pair count, 3000 ft (914 m) length, reel | SYSTIMAX® | GigaSPEED X10D® |  | Twisted pair cable
760168377 | 3291B SLT C6A 4/23 F/UTP R1000 | Variant of 3291B | GigaSPEED X10D® 3291B Category 6A F/UTP Cable, low smoke zero halogen, slate jacket, 4 pair count, 1000 ft (305 m) length, reel | SYSTIMAX® | GigaSPEED X10D® |  | Twisted pair cable
760171025 | 2291B BLK C6A 4/23 F/UTP R1000 | Variant of 2291B | GigaSPEED X10D® 2291B ETL Verified Category 6A F/UTP Cable, plenum, black jacket, 4 pair count, 1000 ft (305 m) length, reel | SYSTIMAX® | GigaSPEED X10D® |  | Twisted pair cable
760171033 | 2291B PRP C6A 4/23 F/UTP R1000 | Variant of 2291B | GigaSPEED X10D® 2291B ETL Verified Category 6A F/UTP Cable, plenum, purple jacket, 4 pair count, 1000 ft (305 m) length, reel | SYSTIMAX® | GigaSPEED X10D® |  | Twisted pair cable
760193110 | 2291B YEL C6A 4/23 F/UTP R1000 | Variant of 2291B | GigaSPEED X10D® 2291B ETL Verified Category 6A F/UTP Cable, plenum, yellow jacket, 4 pair count, 1000 ft (305 m) length, reel | SYSTIMAX® | GigaSPEED X10D® |  | Twisted pair cable
760199026 | MGS600-P.WH | Variant of MGS600 | GigaSPEED X10D® M-Series Modular Jack, RJ45, Cat6A Unshielded, ProWhite | SYSTIMAX® | GigaSPEED X10D® | MGS600 | Modular jack
760199315 | 3091B BLK C6A 4/23 U/UTP W1000 | Variant of 3091B | GigaSPEED X10D® 3091B ETL Verified Category 6A U/UTP Cable, black jacket, 4 pair count, 1,000 ft (305 m) WE TOTE® box | SYSTIMAX® | GigaSPEED X10D® |  | Twisted pair cable
760237623 | 3091B-C BLU C6A 4/23 U/UTP R1000 | Variant of 3091B | GigaSPEED X10D® 3091B-C ETL Verified Category 6A U/UTP Cable, blue jacket, 4 pair count, 1000 ft (305 m) length, reel | SYSTIMAX® | GigaSPEED X10D® |  | Twisted pair cable |  | Discontinued
760102251 | 360-PM-GS6-2U-24 | Variant of 360-DM-PANELS | SYSTIMAX 360™ GigaSPEED X10D® PATCHMAX® GS6 Unshielded Patch Panel, Cat6A, 24 port, Silver | SYSTIMAX® | GigaSPEED X10D® ¦ SYSTIMAX 360™ | NA | RJ45 patch panel
760104729 | 1291B SLT C6A 4/23 F/UTP R3000 | Variant of 1291B | GigaSPEED X10D® 1291B ETL Verified Category 6A F/UTP Cable, non-plenum, slate jacket, 4 pair count, 3000 ft (914 m) length, reel | SYSTIMAX® | GigaSPEED X10D® |  | Twisted pair cable
760105825 | 1091B YEL C6A 4/23 U/UTP R1000 | Variant of 1091B | GigaSPEED X10D® 1091B ETL Verified Category 6A U/UTP Cable, yellow jacket, 4 pair count, 1000 ft (305 m) length, reel | SYSTIMAX® | GigaSPEED X10D® |  | Twisted pair cable
760105114 | 1091B SLT C6A 4/23 U/UTP R1000 | Variant of 1091B | GigaSPEED X10D® 1091B ETL Verified Category 6A U/UTP Cable, non-plenum, slate jacket, 4 pair count, 1000 ft (305 m) length, reel | SYSTIMAX® | GigaSPEED X10D® |  | Twisted pair cable
760105122 | 3091B WHT C6A 4/23 U/UTP R1000 | Variant of 3091B | GigaSPEED X10D® 3091B ETL Verified Category 6A U/UTP Cable, white jacket, 4 pair count, 1000 ft (305 m) length, reel | SYSTIMAX® | GigaSPEED X10D® |  | Twisted pair cable
760105841 | 1091B WHT C6A 4/23 U/UTP R3000 | Variant of 1091B | GigaSPEED X10D® 1091B ETL Verified Category 6A U/UTP Cable, white jacket, 4 pair count, 3000 ft (914 m) length, reel | SYSTIMAX® | GigaSPEED X10D® |  | Twisted pair cable
760105932 | 2091B SLT C6A 4/23 U/UTP R1000 | Variant of 2091B | GigaSPEED X10D® 2091B ETL Verified Category 6A U/UTP Cable, slate jacket, 4 pair count, 1000 ft (305 m) length, reel | SYSTIMAX® | GigaSPEED X10D® |  | Twisted pair cable
760105775 | 1091B GRN C6A 4/23 U/UTP R1000 | Variant of 1091B | GigaSPEED X10D® 1091B ETL Verified Category 6A U/UTP Cable, green jacket, 4 pair count, 1000 ft (305 m) length, reel | SYSTIMAX® | GigaSPEED X10D® |  | Twisted pair cable
760105940 | 2091B WHT C6A 4/23 U/UTP R1000 | Variant of 2091B | GigaSPEED X10D® 2091B ETL Verified Category 6A U/UTP Cable, white jacket, 4 pair count, 1000 ft (305 m) length, reel | SYSTIMAX® | GigaSPEED X10D® |  | Twisted pair cable
760107086 | 1091B BLK C6A 4/23 U/UTP W1000 | Variant of 1091B | GigaSPEED X10D® 1091B ETL Verified Category 6A U/UTP Cable, black jacket, 4 pair count, 1000 ft (305 m) length, WE TOTE® box | SYSTIMAX® | GigaSPEED X10D® |  | Twisted pair cable
760106070 | 3091B SLT C6A 4/23 U/UTP R3000 | Variant of 3091B | GigaSPEED X10D® 3091B ETL Verified Category 6A U/UTP Cable, slate jacket, 4 pair count, 3000 ft (914 m) length, reel | SYSTIMAX® | GigaSPEED X10D® |  | Twisted pair cable
760107094 | 1091B BLU C6A 4/23 U/UTP W1000 | Variant of 1091B | GigaSPEED X10D® 1091B ETL Verified Category 6A U/UTP Cable, blue jacket, 4 pair count, 1000 ft (305 m) length, WE TOTE® box | SYSTIMAX® | GigaSPEED X10D® |  | Twisted pair cable
760105973 | 2091B WHT C6A 4/23 U/UTP R3000 | Variant of 2091B | GigaSPEED X10D® 2091B ETL Verified Category 6A U/UTP Cable, white jacket, 4 pair count, 3000 ft (914 m) length, reel | SYSTIMAX® | GigaSPEED X10D® |  | Twisted pair cable
760107110 | 1091B GRN C6A 4/23 U/UTP W1000 | Variant of 1091B | GigaSPEED X10D® 1091B ETL Verified Category 6A U/UTP Cable, green jacket, 4 pair count, 1000 ft (305 m) length, WE TOTE® box | SYSTIMAX® | GigaSPEED X10D® |  | Twisted pair cable
760107128 | 1091B ORG C6A 4/23 U/UTP W1000 | Variant of 1091B | GigaSPEED X10D® 1091B ETL Verified Category 6A U/UTP Cable, orange jacket, 4 pair count, 1000 ft (305 m) length, WE TOTE® box | SYSTIMAX® | GigaSPEED X10D® |  | Twisted pair cable
760105981 | 2091B SLT C6A 4/23 U/UTP R3000 | Variant of 2091B | GigaSPEED X10D® 2091B ETL Verified Category 6A U/UTP Cable, slate jacket, 4 pair count, 3000 ft (914 m) length, reel | SYSTIMAX® | GigaSPEED X10D® |  | Twisted pair cable
760107136 | 1091B RED C6A 4/23 U/UTP W1000 | Variant of 1091B | GigaSPEED X10D® 1091B ETL Verified Category 6A U/UTP Cable, red jacket, 4 pair count, 1000 ft (305 m) length, WE TOTE® box | SYSTIMAX® | GigaSPEED X10D® |  | Twisted pair cable
760107151 | 1091B YEL C6A 4/23 U/UTP W1000 | Variant of 1091B | GigaSPEED X10D® 1091B ETL Verified Category 6A U/UTP Cable, yellow jacket, 4 pair count, 1000 ft (305 m) length, WE TOTE® box | SYSTIMAX® | GigaSPEED X10D® |  | Twisted pair cable
760107227 | 2091B ORG C6A 4/23 U/UTP W1000 | Variant of 2091B | GigaSPEED X10D® 2091B ETL Verified Category 6A U/UTP Cable, orange jacket, 4 pair count, 1000 ft (305 m) length, WE TOTE® box | SYSTIMAX® | GigaSPEED X10D® |  | Twisted pair cable
760107235 | 2091B PRP C6A 4/23 U/UTP W1000 | Variant of 2091B | GigaSPEED X10D® 2091B ETL Verified Category 6A U/UTP Cable, purple jacket, 4 pair count, 1000 ft (305 m) length, WE TOTE® box | SYSTIMAX® | GigaSPEED X10D® |  | Twisted pair cable
760106039 | 3091B BLU C6A 4/23 U/UTP R1000 | Variant of 3091B | GigaSPEED X10D® 3091B ETL Verified Category 6A U/UTP Cable, blue jacket, 4 pair count, 1000 ft (305 m) length, reel | SYSTIMAX® | GigaSPEED X10D® |  | Twisted pair cable
760107276 | 2091B YEL C6A 4/23 U/UTP W1000 | Variant of 2091B | GigaSPEED X10D® 2091B ETL Verified Category 6A U/UTP Cable, yellow jacket, 4 pair count, 1000 ft (305 m) length, WE TOTE® box | SYSTIMAX® | GigaSPEED X10D® |  | Twisted pair cable
760110965 | MGS600-IV-100 | Variant of MGS600 | GigaSPEED X10D® M-Series Modular Jack, RJ45, Cat6A Unshielded, Ivory (100 ea/pkg) | SYSTIMAX® | GigaSPEED X10D® | MGS600 | Modular jack
760110981 | MGS600-BL-100 | Variant of MGS600 | GigaSPEED X10D® M-Series Modular Jack, RJ45, Cat6A Unshielded, Blue (100 ea/pkg) | SYSTIMAX® | GigaSPEED X10D® | MGS600 | Modular jack
UTG760250730 | 3091B-C-UTG WHT C6A 4/23 U/UTP W1000 | Variant of 3091B-UTG | GigaSPEED X10D® 3091B-C-UTG ETL Verified Category 6A U/UTP Cable, white jacket, 4 pair count, 1000 ft (305 m) length, WE TOTE® box | SYSTIMAX® | GigaSPEED X10D® |  | Twisted pair cable |  | Discontinued
UTG760250731 | 3091B-UTG WHT C6A 4/23 U/UTP W1000 | Variant of 3091B-UTG | GigaSPEED X10D® 3091B-UTG ETL Verified Category 6A U/UTP Cable, white jacket, 4 pair count, 1000 ft (305 m) length, WE TOTE® box | SYSTIMAX® | GigaSPEED X10D® |  | Twisted pair cable
UTG760250733 | 3091B-UTG BLU C6A 4/23 U/UTP W1000 | Variant of 3091B-UTG | GigaSPEED X10D® 3091B-UTG ETL Verified Category 6A U/UTP Cable, blue jacket, 4 pair count, 1000 ft (305 m) length, WE TOTE® box | SYSTIMAX® | GigaSPEED X10D® |  | Twisted pair cable
760172940 | 1091B PRP C6A 4/23 UTP W1000 | Variant of 1091B | GigaSPEED X10D® 1091B ETL Verified Category 6A U/UTP Cable, purple jacket, 4 pair count, 1000 ft (305 m) length, WE TOTE® box | SYSTIMAX® | GigaSPEED X10D® |  | Twisted pair cable
760253622 | 2091SDB WHT C6A 4/23 U/UTP R1000 | Variant of 2091SDB | GigaSPEED X10D® 2091SDB ETL verified Category 6A U/UTP Cable, plenum, White jacket, 4 pair count, 1000 ft (305 m) length, reel | SYSTIMAX® | GigaSPEED X10D® |  | Twisted pair cable
760253624 | 2091SDB YEL C6A 4/23 U/UTP R1000 | Variant of 2091SDB | GigaSPEED X10D® 2091SDB ETL Verified Category 6A U/UTP Cable, plenum, yellow jacket, 4 pair count, 1000 ft (305 m) length, reel | SYSTIMAX® | GigaSPEED X10D® |  | Twisted pair cable
760253629 | 2091SDB RED C6A 4/23 U/UTP R1000 | Variant of 2091SDB | GigaSPEED X10D® 2091SDB ETL Verified Category 6A U/UTP Cable, plenum, red jacket, 4 pair count, 1000 ft (305 m) length, reel | SYSTIMAX® | GigaSPEED X10D® |  | Twisted pair cable
760246165 | 1091SD BLK C6A 4/23 U/UTP R1000 | Variant of 1091SD | GigaSPEED X10D® 1091SD ETL Verified Category 6A U/UTP Cable, black jacket, 4 pair count, 1000 ft (305 m) length, reel | SYSTIMAX® | GigaSPEED X10D® |  | Twisted pair cable
UTG760250788 | 1091B-UTG BLU C6A 4/23 U/UTP W1000 | Variant of 1091B-UTG | GigaSPEED X10D® 1091B-UTG ETL Verified Category 6A U/UTP Cable, blue jacket, 4 pair count, 1000 ft (305 m) length, WE TOTE® box | SYSTIMAX® | GigaSPEED X10D® |  | Twisted pair cable
UTG760250789 | 1091B-UTG WHT C6A 4/23 U/UTP W1000 | Variant of 1091B-UTG | GigaSPEED X10D® 1091B-UTG ETL Verified Category 6A U/UTP Cable, white jacket, 4 pair count, 1000 ft (305 m) length, WE TOTE® box | SYSTIMAX® | GigaSPEED X10D® |  | Twisted pair cable
760081315 | 3291B BLU C6A 4/23 F/UTP R1000 | Variant of 3291B | GigaSPEED X10D® 3291B Category 6A F/UTP Cable, low smoke zero halogen, blue jacket, 4 pair count, 1000 ft (305 m) length, reel | SYSTIMAX® | GigaSPEED X10D® |  | Twisted pair cable
760092379 | MGS600-OR | Variant of MGS600 | GigaSPEED X10D® M-Series Modular Jack, RJ45, Cat6A Unshielded, Orange | SYSTIMAX® | GigaSPEED X10D® | MGS600 | Modular jack
760092460 | MGS600-VI | Variant of MGS600 | GigaSPEED X10D® M-Series Modular Jack, RJ45, Cat6A Unshielded, Violet | SYSTIMAX® | GigaSPEED X10D® | MGS600 | Modular jack
760092403 | MGS600-GN | Variant of MGS600 | GigaSPEED X10D® M-Series Modular Jack, RJ45, Cat6A Unshielded, Green | SYSTIMAX® | GigaSPEED X10D® | MGS600 | Modular jack
760092411 | MGS600-IV | Variant of MGS600 | GigaSPEED X10D® M-Series Modular Jack, RJ45, Cat6A Unshielded, Ivory | SYSTIMAX® | GigaSPEED X10D® | MGS600 | Modular jack
760092429 | MGS600-WH | Variant of MGS600 | GigaSPEED X10D® M-Series Modular Jack, RJ45, Cat6A Unshielded, White | SYSTIMAX® | GigaSPEED X10D® | MGS600 | Modular jack
760092452 | MGS600-BL | Variant of MGS600 | GigaSPEED X10D® M-Series Modular Jack, RJ45, Cat6A Unshielded, Blue | SYSTIMAX® | GigaSPEED X10D® | MGS600 | Modular jack
760154039 | 2091B LBL C6A 4/23 U/UTP W1000 | Variant of 2091B | GigaSPEED X10D® 2091B ETL Verified Category 6A U/UTP Cable, light blue jacket, 4 pair count, 1000 ft (305 m) length, WE TOTE® box | SYSTIMAX® | GigaSPEED X10D® |  | Twisted pair cable
760152785 | 360-A-E-KIT-1U | Variant of 360-DM-PANELS | SYSTIMAX 360™ GigaSPEED X10D® and GigaSPEED XL® Unshielded Angled Panel Kit, 1U, Silver | SYSTIMAX® | GigaSPEED X10D® ¦ SYSTIMAX 360™ | NA | RJ45 patch panel
760155739 | 360-E-KIT-1U | Variant of 360-DM-PANELS | SYSTIMAX 360™ GigaSPEED X10D® and GigaSPEED XL® Unshielded Panel Kit, 1U, Silver | SYSTIMAX® | GigaSPEED X10D® ¦ SYSTIMAX 360™ | NA | RJ45 patch panel
760155747 | 360-E-KIT-2U | Variant of 360-DM-PANELS | SYSTIMAX 360™ GigaSPEED X10D® and GigaSPEED XL® Unshielded Panel Kit, 1U, Silver | SYSTIMAX® | GigaSPEED X10D® ¦ SYSTIMAX 360™ | NA | RJ45 patch panel
760116368 | 2091B YEL C6A 4/23 U/UTP R3000 | Variant of 2091B | GigaSPEED X10D® 2091B ETL Verified Category 6A U/UTP Cable, yellow jacket, 4 pair count, 3000 ft (914 m) length, reel | SYSTIMAX® | GigaSPEED X10D® |  | Twisted pair cable
760117408 | 360-PM-KIT-2U-48 | Variant of 360-DM-PANELS | SYSTIMAX 360™ PATCHMAX® Panel Kit, 2U, 48 port | SYSTIMAX® | GigaSPEED X10D® | NA | RJ45 patch panel |  | Discontinued
760118497 | 2091B PNK C6A 4/23 U/UTP W1000 | Variant of 2091B | GigaSPEED X10D® 2091B ETL Verified Category 6A U/UTP Cable, pink jacket, 4 pair count, 1000 ft (305 m) length, WE TOTE® box | SYSTIMAX® | GigaSPEED X10D® |  | Twisted pair cable
760118513 | 2091B PNK C6A 4/23 U/UTP R3000 | Variant of 2091B | GigaSPEED X10D® 2091B ETL Verified Category 6A U/UTP Cable, pink jacket, 4 pair count, 3000 ft (914 m) length, reel | SYSTIMAX® | GigaSPEED X10D® |  | Twisted pair cable
760119222 | 3091B YEL C6A 4/23 U/UTP R1000 | Variant of 3091B | GigaSPEED X10D® 3091B ETL Verified Category 6A U/UTP Cable, yellow jacket, 4 pair count, 1000 ft (305 m) length, reel | SYSTIMAX® | GigaSPEED X10D® |  | Twisted pair cable
760118521 | 2091B PRP C6A 4/23 U/UTP R3000 | Variant of 2091B | GigaSPEED X10D® 2091B ETL Verified Category 6A U/UTP Cable, purple jacket, 4 pair count, 3000 ft (914 m) length, reel | SYSTIMAX® | GigaSPEED X10D® |  | Twisted pair cable
760119230 | 3091B YEL C6A 4/23 U/UTP W1000 | Variant of 3091B | GigaSPEED X10D® 3091B ETL Verified Category 6A U/UTP Cable, yellow jacket, 4 pair count, 1000 ft (305 m) length, WE TOTE® box | SYSTIMAX® | GigaSPEED X10D® |  | Twisted pair cable
760119198 | 3091B GRN C6A 4/23 U/UTP W1000 | Variant of 3091B | GigaSPEED X10D® 3091B ETL Verified Category 6A U/UTP Cable, green jacket, 4 pair count, 1000 ft (305 m) length, WE TOTE® box | SYSTIMAX® | GigaSPEED X10D® |  | Twisted pair cable
760122655 | 2291B SLT C6A 4/23 F/UTP R1000 | Variant of 2291B | GigaSPEED X10D® 2291B ETL Verified Category 6A F/UTP Cable, plenum, slate jacket, 4 pair count, 1000 ft (305 m) length, reel | SYSTIMAX® | GigaSPEED X10D® |  | Twisted pair cable
760122663 | 2291B GRN C6A 4/23 F/UTP R1000 | Variant of 2291B | GigaSPEED X10D® 2291B ETL Verified Category 6A F/UTP Cable, plenum, green jacket, 4 pair count, 1000 ft (305 m) length, reel | SYSTIMAX® | GigaSPEED X10D® |  | Twisted pair cable
760122671 | 2291B ORG C6A 4/23 F/UTP R1000 | Variant of 2291B | GigaSPEED X10D® 2291B ETL Verified Category 6A F/UTP Cable, plenum, orange jacket, 4 pair count, 1000 ft (305 m) length, reel | SYSTIMAX® | GigaSPEED X10D® |  | Twisted pair cable
760179556 | 1291B GRN C6A 4/23 F/UTP R3000 | Variant of 1291B | GigaSPEED X10D® 1291B ETL Verified Category 6A F/UTP Cable, non-plenum, green jacket, 4 pair count, 3000 ft (914 m) length, reel | SYSTIMAX® | GigaSPEED X10D® |  | Twisted pair cable
760179978 | MGS600-OR-100 | Variant of MGS600 | GigaSPEED X10D® M-Series Modular Jack, RJ45, Cat6A Unshielded, Orange (100 ea/pkg) | SYSTIMAX® | GigaSPEED X10D® | MGS600 | Modular jack
760185900 | 2091B BLK C6A 4/23 U/UTP W1000 | Variant of 2091B | GigaSPEED X10D® 2091B ETL Verified Category 6A U/UTP Cable, black jacket, 4 pair count, 1000 ft (305 m) length, WE TOTE® box | SYSTIMAX® | GigaSPEED X10D® |  | Twisted pair cable
760150144 | 360-IPR-MFTP-E-HD6B-1U-24 | Variant of 360-MFTP-PANELS | SYSTIMAX 360™ GigaSPEED X10D® Evolve High Density Shielded Modular Panel, 24 port | SYSTIMAX® | GigaSPEED X10D® ¦ SYSTIMAX 360™ | NA | RJ45 patch panel |  | Discontinued
760151183 | 360-IPR-1100-GS6-DM6 | Variant | SYSTIMAX 360™ GigaSPEED X10D® Unshielded Distribution Module Cat6A, 6 port, Gray | SYSTIMAX® | GigaSPEED X10D® ¦ SYSTIMAX 360™ |  | Module
760151746 | 360-IPR-MFTPA-E-HD6B-2U-48 | Variant of 360-MFTP-PANELS | SYSTIMAX 360™ GigaSPEED X10D® Shielded Angled Modular Panel, 2U, 48 port, Silver | SYSTIMAX® | GigaSPEED X10D® ¦ SYSTIMAX 360™ | NA | RJ45 patch panel |  | Discontinued
760151779 | 360-IPR-1100A-E-GS6-2U-48 | Variant of 360-DM-PANELS | SYSTIMAX 360™ GigaSPEED X10D® Unshielded Angled Panel Cat6A, 2U, 48 port, Silver | SYSTIMAX® | GigaSPEED X10D® ¦ SYSTIMAX 360™ | NA | RJ45 patch panel
760151928 | 5091A BL 4/23 W1000 | Variant | GigaSPEED X10D® 5091A ETL Verified Category 6A U/UTP Cable, LSZH, non-plenum CMR rated, blue jacket, 4 pair count, 1000 ft (305 m) length, WE TOTE® box | SYSTIMAX® | GigaSPEED X10D® |  | Twisted pair cable
760151498 | 360-IPR-MFTP-E-HD6B-2U-48 | Variant of 360-MFTP-PANELS | SYSTIMAX 360™ GigaSPEED X10D® Shielded Modular Panel, 2U, 48 port, Silver | SYSTIMAX® | GigaSPEED X10D® ¦ SYSTIMAX 360™ | NA | RJ45 patch panel |  | Discontinued
760151936 | 5091A WH 4/23 W1000 | Variant | GigaSPEED X10D® 5091A ETL Verified Category 6A U/UTP Cable, LSZH, non-plenum CMR rated, white jacket, 4 pair count, 1000 ft (305 m) length, WE TOTE® box | SYSTIMAX® | GigaSPEED X10D® |  | Twisted pair cable
760152793 | 360-A-E-KIT-2U | Variant of 360-DM-PANELS | SYSTIMAX 360™ GigaSPEED X10D® and GigaSPEED XL® Unshielded Angled Panel Kit, 1U, Silver | SYSTIMAX® | GigaSPEED X10D® ¦ SYSTIMAX 360™ | NA | RJ45 patch panel
760236037 | 3091B ORG C6A 4/23 U/UTP W1000 | Variant of 3091B | GigaSPEED X10D® 3091B ETL Verified Category 6A U/UTP Cable, orange jacket, 4 pair count, 1000 ft (305 m) length, WE TOTE® box | SYSTIMAX® | GigaSPEED X10D® |  | Twisted pair cable
760240845 | 3091B-B SLT 4/23 W1000 | Variant of 3091B | GigaSPEED X10D® 3091B-B ETL Verified Category 6A U/UTP Cable, slate jacket, 4 pair count, 1000 ft (305 m) length, WE TOTE® box | SYSTIMAX® | GigaSPEED X10D® |  | Twisted pair cable
760240842 | 3091B-C SLT 4/23 W1000 | Variant of 3091B | GigaSPEED X10D® 3091B-C ETL Verified Category 6A U/UTP Cable, slate jacket, 4 pair count, 1000 ft (305 m) length, WE TOTE® box | SYSTIMAX® | GigaSPEED X10D® |  | Twisted pair cable |  | Discontinued
760240221 | 1091SD WHT C6A 4/23 U/UTP R3000 | Variant of 1091SD | GigaSPEED X10D® 1091SD ETL Verified Category 6A U/UTP Cable, white jacket, 4 pair count, 3000 ft (914 m) length, reel | SYSTIMAX® | GigaSPEED X10D® |  | Twisted pair cable
760240222 | 1091SD SLT C6A 4/23 U/UTP R1000 | Variant of 1091SD | GigaSPEED X10D® 1091SD ETL Verified Category 6A U/UTP Cable, slate jacket, 4 pair count, 1000 ft (305 m) length, reel | SYSTIMAX® | GigaSPEED X10D® |  | Twisted pair cable
760240223 | 1091SD SLT C6A 4/23 U/UTP R3000 | Variant of 1091SD | GigaSPEED X10D® 1091SD ETL Verified Category 6A U/UTP Cable, slate jacket, 4 pair count, 3000 ft (914 m) length, reel | SYSTIMAX® | GigaSPEED X10D® |  | Twisted pair cable
MGS600 |  | Base Product | GigaSPEED X10D® M-Series Modular Jack, RJ45, Cat6A Unshielded | SYSTIMAX® | GigaSPEED X10D® | MGS600 | Modular jack
CFGGD | IP6A-12LFTP-PG1S-PG1S | Base Product | InstaPATCH® Cu GigaSPEED X10D® F/UTP LSZH Preterminated Copper Cable, single row standard density RJ45 plug to single row standard density RJ45 plug, 12 links | CommScope® | GigaSPEED X10D® ¦ InstaPATCH® Cu |  | Copper trunk cable assembly
CEBJG | IP6A-24RFTP-O2S-PG2H | Base Product | InstaPATCH® Cu GigaSPEED X10D® F/UTP Riser Preterminated Copper Cable, dual row standard density outlet to dual row high density RJ45 plug, 24 links | CommScope® | GigaSPEED X10D® ¦ InstaPATCH® Cu |  | Copper trunk cable assembly
CFGGG | IP6A-24LFTP-PG1S-PG1S | Base Product | InstaPATCH® Cu GigaSPEED X10D® F/UTP LSZH Preterminated Copper Cable, single row standard density RJ45 plug to single row standard density RJ45 plug, 24 links | CommScope® | GigaSPEED X10D® ¦ InstaPATCH® Cu |  | Copper trunk cable assembly
CFHHG | IP6A-24LFTP-PG2S-PG2S | Base Product | InstaPATCH® Cu GigaSPEED X10D® F/UTP LSZH Preterminated Copper Cable, dual row standard density RJ45 plug to dual row standard density RJ45 plug, 24 links | CommScope® | GigaSPEED X10D® ¦ InstaPATCH® Cu |  | Copper trunk cable assembly
CLATC | IP6A-08SFTP-O1S-1LK08 | Base Product | InstaPATCH® Cu GigaSPEED X10D® S/FTP LSZH Copper Cable, single row standard density outlet to dual row OneLink 2x4, 8 links | CommScope® | GigaSPEED X10D® ¦ InstaPATCH® Cu |  | Copper trunk cable assembly
CTAAB | IP6A-06BFTP-O1S-O1S | Base Product | InstaPATCH® Cu GigaSPEED X10D® F/FTP LSZH Class B2ca Preterminated Copper Cable, single row standard density outlet to single row standard density outlet, 6 links | CommScope® | GigaSPEED X10D® ¦ InstaPATCH® Cu |  | Copper trunk cable assembly |  | Discontinued
CTAAG | IP6A-24BFTP-O1S-O1S | Base Product | InstaPATCH® Cu GigaSPEED X10D® F/FTP LSZH Class B2ca Preterminated Copper Cable, single row standard density outlet to single row standard density outlet, 24 links | CommScope® | GigaSPEED X10D® ¦ InstaPATCH® Cu |  | Copper trunk cable assembly |  | Discontinued
CTAGG | IP6A-24BFTP-O1S-PG1S | Base Product | InstaPATCH® Cu GigaSPEED X10D® F/FTP LSZH Class B2ca Preterminated Copper Cable, single row standard density outlet to single row standard density RJ45 plug, 24 links | CommScope® | GigaSPEED X10D® ¦ InstaPATCH® Cu |  | Copper trunk cable assembly |  | Discontinued
CTAJB | IP6A-06BFTP-O1S-PG2H | Base Product | InstaPATCH® Cu GigaSPEED X10D® F/FTP LSZH Class B2ca Preterminated Copper Cable, single row standard density outlet to dual row high density RJ45 plug, 6 links | CommScope® | GigaSPEED X10D® ¦ InstaPATCH® Cu |  | Copper trunk cable assembly |  | Discontinued
CSGRB | IP6A-06BUTP-PG1S-1100E | Base Product | InstaPATCH® Cu GigaSPEED X10D® U/UTP LSZH Class B2ca Preterminated Copper Cable, RJ45 to 360 1100 Evolve module, 6 links | CommScope® | GigaSPEED XL® ¦ InstaPATCH® Cu |  | Copper trunk cable assembly
CSRRG | IP6A-24BUTP-1100E-1100E | Base Product | InstaPATCH® Cu GigaSPEED X10D® U/UTP LSZH Class B2ca Preterminated Copper Cable, 360 1100 Evolve module to 360 1100 Evolve module, 24 links | CommScope® | GigaSPEED XL® ¦ InstaPATCH® Cu |  | Copper trunk cable assembly
CBRND | IP6A-12RUTP-1100E-1100L | Base Product | InstaPATCH® Cu GigaSPEED X10D® U/UTP Riser Preterminated Copper Cable, 360 1100 Evolve module to 1100 module, 12 links | CommScope® | GigaSPEED X10D® ¦ InstaPATCH® Cu |  | Copper trunk cable assembly
CBRSD | IP6A-12RUTP-1100E-1LK12 | Base Product | InstaPATCH® Cu GigaSPEED X10D® U/UTP Riser Preterminated Copper Cable, 360 1100 Evolve module to dual row OneLink 2x6, 12 links | CommScope® | GigaSPEED X10D® ¦ InstaPATCH® Cu |  | Copper trunk cable assembly
CBBBD | IP6A-12RUTP-O2S-O2S | Base Product | InstaPATCH® Cu GigaSPEED X10D® U/UTP Riser Preterminated Copper Cable, dual row standard density outlet to dual row standard density outlet, 12 links | CommScope® | GigaSPEED X10D® ¦ InstaPATCH® Cu |  | Copper trunk cable assembly
CBNNG | IP6A-24RUTP-1100L-1100L | Base Product | InstaPATCH® Cu GigaSPEED X10D® U/UTP Riser Preterminated Copper Cable, 1100 module to 1100 module, 24 links | CommScope® | GigaSPEED X10D® ¦ InstaPATCH® Cu |  | Copper trunk cable assembly
CBCGG | IP6A-24RUTP-O2H-PG1S | Base Product | InstaPATCH® Cu GigaSPEED X10D® U/UTP Riser Preterminated Copper Cable, dual row high density outlet to single row standard density RJ45 plug, 24 links | CommScope® | GigaSPEED X10D® ¦ InstaPATCH® Cu |  | Copper trunk cable assembly
CCAAC | IP6A-08LUTP-O1S-O1S | Base Product | InstaPATCH® Cu GigaSPEED X10D® U/UTP LSZH Preterminated Copper Cable, single row standard density outlet to single row standard density outlet, 8 links | CommScope® | GigaSPEED X10D® ¦ InstaPATCH® Cu |  | Copper trunk cable assembly
CBRNF | IP6A-18RUTP-1100E-1100L | Base Product | InstaPATCH® Cu GigaSPEED X10D® U/UTP Riser Preterminated Copper Cable, 360 1100 Evolve module to 1100 module, 18 links | CommScope® | GigaSPEED X10D® ¦ InstaPATCH® Cu |  | Copper trunk cable assembly
CBAJG | IP6A-24RUTP-O1S-PG2H | Base Product | InstaPATCH® Cu GigaSPEED X10D® U/UTP Riser Preterminated Copper Cable, dual row high density outlet to single row standard density RJ45 plug, 24 links | CommScope® | GigaSPEED X10D® ¦ InstaPATCH® Cu |  | Copper trunk cable assembly
CBNRD | IP6A-12RUTP-1100L-1100E | Base Product | InstaPATCH® Cu GigaSPEED X10D® U/UTP Riser Preterminated Copper Cable, 1100 module to 360 1100 Evolve module, 12 links | CommScope® | GigaSPEED X10D® ¦ InstaPATCH® Cu |  | Copper trunk cable assembly
CCANB | IP6A-06LUTP-O1S-1100L | Base Product | InstaPATCH® Cu GigaSPEED X10D® U/UTP LSZH Preterminated Copper Cable, single row standard density outlet to 1100 module, 6 links | CommScope® | GigaSPEED X10D® ¦ InstaPATCH® Cu |  | Copper trunk cable assembly
CBRNG | IP6A-24RUTP-1100E-1100L | Base Product | InstaPATCH® Cu GigaSPEED X10D® U/UTP Riser Preterminated Copper Cable, 360 1100 Evolve module to 1100 module, 24 links | CommScope® | GigaSPEED X10D® ¦ InstaPATCH® Cu |  | Copper trunk cable assembly
CCARB | IP6A-06LUTP-O1S-1100E | Base Product | InstaPATCH® Cu GigaSPEED X10D® U/UTP LSZH Preterminated Copper Cable, single row standard density outlet to 360 1100 Evolve module, 6 links | CommScope® | GigaSPEED X10D® ¦ InstaPATCH® Cu |  | Copper trunk cable assembly
CBRRB | IP6A-06RUTP-1100E-1100E | Base Product | InstaPATCH® Cu GigaSPEED X10D® U/UTP Riser Preterminated Copper Cable, 360 1100 Evolve module to 360 1100 Evolve module, 6 links | CommScope® | GigaSPEED X10D® ¦ InstaPATCH® Cu |  | Copper trunk cable assembly
CBRXD | IP6A-12RUTP-1100E-BLUNT | Base Product | InstaPATCH® Cu GigaSPEED X10D® U/UTP Riser Preterminated Copper Cable, 360 1100 Evolve module to unterminated, 12 links | CommScope® | GigaSPEED X10D® ¦ InstaPATCH® Cu |  | Copper trunk cable assembly
CBBBG | IP6A-24RUTP-O2S-O2S | Base Product | InstaPATCH® Cu GigaSPEED X10D® U/UTP Riser Preterminated Copper Cable, dual row standard density outlet to dual row standard density outlet, 24 links | CommScope® | GigaSPEED X10D® ¦ InstaPATCH® Cu |  | Copper trunk cable assembly
CBNRG | IP6A-24RUTP-1100L-1100E | Base Product | InstaPATCH® Cu GigaSPEED X10D® U/UTP Riser Preterminated Copper Cable, 1100 module to 360 1100 Evolve module, 24 links | CommScope® | GigaSPEED X10D® ¦ InstaPATCH® Cu |  | Copper trunk cable assembly
CBRRD | IP6A-12RUTP-1100E-1100E | Base Product | InstaPATCH® Cu GigaSPEED X10D® U/UTP Riser Preterminated Copper Cable, 360 1100 Evolve module to 360 1100 Evolve module, 12 links | CommScope® | GigaSPEED X10D® ¦ InstaPATCH® Cu |  | Copper trunk cable assembly
CCABB | IP6A-06LUTP-O1S-O2S | Base Product | InstaPATCH® Cu GigaSPEED X10D® U/UTP LSZH Preterminated Copper Cable, single row standard density outlet to dual row standard density outlet, 6 links | CommScope® | GigaSPEED X10D® ¦ InstaPATCH® Cu |  | Copper trunk cable assembly
CBRRF | IP6A-18RUTP-1100E-1100E | Base Product | InstaPATCH® Cu GigaSPEED X10D® U/UTP Riser Preterminated Copper Cable, 360 1100 Evolve module to 360 1100 Evolve module, 18 links | CommScope® | GigaSPEED X10D® ¦ InstaPATCH® Cu |  | Copper trunk cable assembly
CBNSD | IP6A-12RUTP-1100L-1LK12 | Base Product | InstaPATCH® Cu GigaSPEED X10D® U/UTP Riser Preterminated Copper Cable, 1100 module to dual row OneLink 2x6, 12 links | CommScope® | GigaSPEED X10D® ¦ InstaPATCH® Cu |  | Copper trunk cable assembly
CCATC | IP6A-08LUTP-O1S-1LK08 | Base Product | InstaPATCH® Cu GigaSPEED X10D® U/UTP LSZH Preterminated Copper Cable, single row standard density outlet to dual row OneLink 2x4, 8 links | CommScope® | GigaSPEED X10D® ¦ InstaPATCH® Cu |  | Copper trunk cable assembly
CBNXB | IP6A-06RUTP-1100L-BLUNT | Base Product | InstaPATCH® Cu GigaSPEED X10D® U/UTP Riser Preterminated Copper Cable, 1100 module to unterminated, 6 links | CommScope® | GigaSPEED X10D® ¦ InstaPATCH® Cu |  | Copper trunk cable assembly
CBRRG | IP6A-24RUTP-1100E-1100E | Base Product | InstaPATCH® Cu GigaSPEED X10D® U/UTP Riser Preterminated Copper Cable, 360 1100 Evolve module to 360 1100 Evolve module, 24 links | CommScope® | GigaSPEED X10D® ¦ InstaPATCH® Cu |  | Copper trunk cable assembly
CBRXG | IP6A-24RUTP-1100E-BLUNT | Base Product | InstaPATCH® Cu GigaSPEED X10D® U/UTP Riser Preterminated Copper Cable, 360 1100 Evolve module to unterminated, 24 links | CommScope® | GigaSPEED X10D® ¦ InstaPATCH® Cu |  | Copper trunk cable assembly
CCBAC | IP6A-08LUTP-O2S-O1S | Base Product | InstaPATCH® Cu GigaSPEED X10D® U/UTP LSZH Preterminated Copper Cable, dual row standard density outlet to single row standard density outlet, 8 links | CommScope® | GigaSPEED X10D® ¦ InstaPATCH® Cu |  | Copper trunk cable assembly
CCABD | IP6A-12LUTP-O1S-O2S | Base Product | InstaPATCH® Cu GigaSPEED X10D® U/UTP LSZH Preterminated Copper Cable, single row standard density outlet to dual row standard density outlet, 12 links | CommScope® | GigaSPEED X10D® ¦ InstaPATCH® Cu |  | Copper trunk cable assembly
CBNXD | IP6A-12RUTP-1100L-BLUNT | Base Product | InstaPATCH® Cu GigaSPEED X10D® U/UTP Riser Preterminated Copper Cable, 1100 module to unterminated, 12 links | CommScope® | GigaSPEED X10D® ¦ InstaPATCH® Cu |  | Copper trunk cable assembly
CBSSD | P6A-12RUTP-1LK12-1LK12 | Base Product | InstaPATCH® Cu GigaSPEED X10D® U/UTP Riser Preterminated Copper Cable, dual row OneLink 2x6 to dual row OneLink 2x6, 12 links | CommScope® | GigaSPEED X10D® ¦ InstaPATCH® Cu |  | Copper trunk cable assembly
CCBAD | IP6A-12LUTP-O2S-O1S | Base Product | InstaPATCH® Cu GigaSPEED X10D® U/UTP LSZH Preterminated Copper Cable, dual row standard density outlet to single row standard density outlet, 12 links | CommScope® | GigaSPEED X10D® ¦ InstaPATCH® Cu |  | Copper trunk cable assembly
CCBXB | IP6A-06LUTP-O2S-BLUNT | Base Product | InstaPATCH® Cu GigaSPEED X10D® U/UTP LSZH Preterminated Copper Cable, dual row standard density outlet to unterminated, 6 links | CommScope® | GigaSPEED X10D® ¦ InstaPATCH® Cu |  | Copper trunk cable assembly
CCBHG | IP6A-24LUTP-O2S-PG2S | Base Product | InstaPATCH® Cu GigaSPEED X10D® U/UTP LSZH Preterminated Copper Cable, dual row standard density outlet to dual row standard density RJ45 plug, 24 links | CommScope® | GigaSPEED X10D® ¦ InstaPATCH® Cu |  | Copper trunk cable assembly
CCAGG | IP6A-24LUTP-O1S-PG1S | Base Product | InstaPATCH® Cu GigaSPEED X10D® U/UTP LSZH Preterminated Copper Cable, single row standard density outlet to single row standard density RJ45 plug, 24 links | CommScope® | GigaSPEED X10D® ¦ InstaPATCH® Cu |  | Copper trunk cable assembly
CBSXD | IP6A-12RUTP-1LK12-BLUNT | Base Product | InstaPATCH® Cu GigaSPEED X10D® U/UTP Riser Preterminated Copper Cable, dual row OneLink 2x6 to unterminated, 12 links | CommScope® | GigaSPEED X10D® ¦ InstaPATCH® Cu |  | Copper trunk cable assembly
CCBAG | IP6A-24LUTP-O2S-O1S | Base Product | InstaPATCH® Cu GigaSPEED X10D® U/UTP LSZH Preterminated Copper Cable, dual row standard density outlet to single row standard density outlet, 24 links | CommScope® | GigaSPEED X10D® ¦ InstaPATCH® Cu |  | Copper trunk cable assembly
CCAHG | IP6A-24LUTP-O1S-PG2S | Base Product | InstaPATCH® Cu GigaSPEED X10D® U/UTP LSZH Preterminated Copper Cable, single row standard density outlet to dual row standard density RJ45 plug, 24 links | CommScope® | GigaSPEED X10D® ¦ InstaPATCH® Cu |  | Copper trunk cable assembly
CBTTC | IP6A-08RUTP-1LK08-1LK08 | Base Product | InstaPATCH® Cu GigaSPEED X10D® U/UTP Riser Preterminated Copper Cable, dual row OneLink 2x4 to dual row OneLink 2x4, 8 links | CommScope® | GigaSPEED X10D® ¦ InstaPATCH® Cu |  | Copper trunk cable assembly
CCBXG | IP6A-24LUTP-O2S-BLUNT | Base Product | InstaPATCH® Cu GigaSPEED X10D® U/UTP LSZH Preterminated Copper Cable, dual row standard density outlet to unterminated, 24 links | CommScope® | GigaSPEED X10D® ¦ InstaPATCH® Cu |  | Copper trunk cable assembly
CCGNG | IP6A-24LUTP-PG1S-1100L | Base Product | InstaPATCH® Cu GigaSPEED X10D® U/UTP LSZH Preterminated Copper Cable, single row standard density RJ45 plug to 1100 module, 24 links | CommScope® | GigaSPEED X10D® ¦ InstaPATCH® Cu |  | Copper trunk cable assembly
CCBRB | IP6A-06LUTP-O2S-1100E | Base Product | InstaPATCH® Cu GigaSPEED X10D® U/UTP LSZH Preterminated Copper Cable, dual row standard density outlet to 360 1100 Evolve module, 6 links | CommScope® | GigaSPEED X10D® ¦ InstaPATCH® Cu |  | Copper trunk cable assembly
CCBBD | IP6A-12LUTP-O2S-O2S | Base Product | InstaPATCH® Cu GigaSPEED X10D® U/UTP LSZH Preterminated Copper Cable, dual row standard density outlet to dual row standard density outlet, 12 links | CommScope® | GigaSPEED X10D® ¦ InstaPATCH® Cu |  | Copper trunk cable assembly
CCGGA | IP6A-04LUTP-PG1S-PG1S | Base Product | InstaPATCH® Cu GigaSPEED X10D® U/UTP LSZH Preterminated Copper Cable, single row standard density RJ45 plug to single row standard density RJ45 plug, 4 links | CommScope® | GigaSPEED X10D® ¦ InstaPATCH® Cu |  | Copper trunk cable assembly
CCBBG | IP6A-24LUTP-O2S-O2S | Base Product | InstaPATCH® Cu GigaSPEED X10D® U/UTP LSZH Preterminated Copper Cable, dual row standard density outlet to dual row standard density outlet, 24 links | CommScope® | GigaSPEED X10D® ¦ InstaPATCH® Cu |  | Copper trunk cable assembly
CCGXG | IP6A-24LUTP-PG1S-BLUNT | Base Product | InstaPATCH® Cu GigaSPEED X10D® U/UTP LSZH Preterminated Copper Cable, ingle row standard density RJ45 plug to unterminated, 24 links | CommScope® | GigaSPEED X10D® ¦ InstaPATCH® Cu |  | Copper trunk cable assembly
CCCCF | IP6A-18LUTP-O2H-O2H | Base Product | InstaPATCH® Cu GigaSPEED X10D® U/UTP LSZH Preterminated Copper Cable, dual row high density outlet to dual row high density outlet, 18 links | CommScope® | GigaSPEED X10D® ¦ InstaPATCH® Cu |  | Copper trunk cable assembly
CCJJG | IP6A-24LUTP-PG2H-PG2H | Base Product | InstaPATCH® Cu GigaSPEED X10D® U/UTP LSZH Preterminated Copper Cable, dual row high density RJ45 plug to dual row high density RJ45 plug, 24 links | CommScope® | GigaSPEED X10D® ¦ InstaPATCH® Cu |  | Copper trunk cable assembly
CCGGD | IP6A-12LUTP-PG1S-PG1S | Base Product | InstaPATCH® Cu GigaSPEED X10D® U/UTP LSZH Preterminated Copper Cable, single row standard density RJ45 plug to single row standard density RJ45 plug, 12 links | CommScope® | GigaSPEED X10D® ¦ InstaPATCH® Cu |  | Copper trunk cable assembly
CCJNG | IP6A-24LUTP-PG2H-1100L | Base Product | InstaPATCH® Cu GigaSPEED X10D® U/UTP LSZH Preterminated Copper Cable, dual row high density RJ45 plug to 1100 module, 24 links | CommScope® | GigaSPEED X10D® ¦ InstaPATCH® Cu |  | Copper trunk cable assembly
CBBGG | IP6A-24RUTP-O2S-PG1S | Base Product | InstaPATCH® Cu GigaSPEED X10D® U/UTP Riser Preterminated Copper Cable, dual row standard density outlet to single row standard density RJ45 plug, 24 links | CommScope® | GigaSPEED X10D® ¦ InstaPATCH® Cu |  | Copper trunk cable assembly
CCGGG | IP6A-24LUTP-PG1S-PG1S | Base Product | InstaPATCH® Cu GigaSPEED X10D® U/UTP LSZH Preterminated Copper Cable, single row standard density RJ45 plug to single row standard density RJ45 plug, 24 links | CommScope® | GigaSPEED X10D® ¦ InstaPATCH® Cu |  | Copper trunk cable assembly
CCJRG | IP6A-24LUTP-PG2H-1100E | Base Product | InstaPATCH® Cu GigaSPEED X10D® U/UTP LSZH Preterminated Copper Cable, dual row high density RJ45 plug to 360 1100 Evolve module, 24 links | CommScope® | GigaSPEED X10D® ¦ InstaPATCH® Cu |  | Copper trunk cable assembly
CCHNB | IP6A-06LUTP-PG2S-1100L | Base Product | InstaPATCH® Cu GigaSPEED X10D® U/UTP LSZH Preterminated Copper Cable, dual row standard density RJ45 plug to 1100 module, 6 links | CommScope® | GigaSPEED X10D® ¦ InstaPATCH® Cu |  | Copper trunk cable assembly
CCNNB | IP6A-06LUTP-1100L-1100L | Base Product | InstaPATCH® Cu GigaSPEED X10D® U/UTP LSZH Preterminated Copper Cable, 1100 module to 1100 module, 6 links | CommScope® | GigaSPEED X10D® ¦ InstaPATCH® Cu |  | Copper trunk cable assembly
CCHNG | IP6A-24LUTP-PG2S-1100L | Base Product | InstaPATCH® Cu GigaSPEED X10D® U/UTP LSZH Preterminated Copper Cable, dual row standard density RJ45 plug to 1100 module, 24 links | CommScope® | GigaSPEED X10D® ¦ InstaPATCH® Cu |  | Copper trunk cable assembly
760255805 | 1091L-C WHT C6A 4/23 U/UTP R1000 | Variant of 1091L | GigaSPEED X10D® 1091L-C ETL Verified Category 6A U/UTP Cable, white jacket, 4 pair count, 1000 ft (305 m) length, reel | SYSTIMAX® | GigaSPEED X10D® |  | Twisted pair cable |  | Discontinued
760255808 | 1091L-C WHT C6A 4/23 U/UTP R3000 | Variant of 1091L | GigaSPEED X10D® 1091L-C ETL Verified Category 6A U/UTP Cable, white jacket, 4 pair count, 3000 ft (915 m) length, reel | SYSTIMAX® | GigaSPEED X10D® |  | Twisted pair cable |  | Discontinued
760161646 | 1291B RED C6A 4/23 F/UTP R1000 | Variant of 1291B | GigaSPEED X10D® 1291B ETL Verified Category 6A F/UTP Cable, non-plenum, red jacket, 4 pair count, 1000 ft (305 m) length, reel | SYSTIMAX® | GigaSPEED X10D® |  | Twisted pair cable
UTG760250791 | 1091B-UTG YEL C6A 4/23 U/UTP W1000 | Variant of 1091B-UTG | GigaSPEED X10D® 1091B-UTG ETL Verified Category 6A U/UTP Cable, yellow jacket, 4 pair count, 1000 ft (305 m) length, WE TOTE® box | SYSTIMAX® | GigaSPEED X10D® |  | Twisted pair cable
UTG760250792 | 1091B-UTG ORG C6A 4/23 U/UTP W1000 | Variant of 1091B-UTG | GigaSPEED X10D® 1091B-UTG ETL Verified Category 6A U/UTP Cable, orange jacket, 4 pair count, 1000 ft (305 m) length, WE TOTE® box | SYSTIMAX® | GigaSPEED X10D® |  | Twisted pair cable
UTG760250793 | 1091B-UTG BLK C6A 4/23 U/UTP W1000 | Variant of 1091B-UTG | GigaSPEED X10D® 1091B-UTG ETL Verified Category 6A U/UTP Cable, black jacket, 4 pair count, 1000 ft (305 m) length, WE TOTE® box | SYSTIMAX® | GigaSPEED X10D® |  | Twisted pair cable
UTG760250795 | 1091B-UTG GRN C6A 4/23 U/UTP W1000 | Variant of 1091B-UTG | GigaSPEED X10D® 1091B-UTG ETL Verified Category 6A U/UTP Cable, green jacket, 4 pair count, 1000 ft (305 m) length, WE TOTE® box | SYSTIMAX® | GigaSPEED X10D® |  | Twisted pair cable
760250109 | 5291A WHT C6A 4/23 F/UTP R1000 | Variant | GigaSPEED X10D® 5291A Category 6A F/UTP Cable, low smoke zero halogen, CMR, white jacket, 4 pair count, 1000 ft (305 m) length, reel | SYSTIMAX® | GigaSPEED X10D® |  | Twisted pair cable
760255807 | 1091L-C BLU C6A 4/23 U/UTP R1000 | Variant of 1091L | GigaSPEED X10D® 1091L-C ETL Verified Category 6A U/UTP Cable, blue jacket, 4 pair count, 1000 ft (305 m) length, reel | SYSTIMAX® | GigaSPEED X10D® |  | Twisted pair cable |  | Discontinued
760255810 | 1091L-C BLU C6A 4/23 U/UTP R3000 | Variant of 1091L | GigaSPEED X10D® 1091L-C ETL Verified Category 6A U/UTP Cable, blue jacket, 4 pair count, 3000 ft (914 m) length, reel | SYSTIMAX® | GigaSPEED X10D® |  | Twisted pair cable |  | Discontinued
CCGNB | IP6A-06LUTP-PG1S-1100L | Base Product | InstaPATCH® Cu GigaSPEED X10D® U/UTP LSZH Preterminated Copper Cable, single row standard density RJ45 plug to 1100 module, 6 links | CommScope® | GigaSPEED X10D® ¦ InstaPATCH® Cu |  | Copper trunk cable assembly
CCNRF | IP6A-18LUTP-1100L-1100E | Base Product | InstaPATCH® Cu GigaSPEED X10D® U/UTP LSZH Preterminated Copper Cable, 1100 module to 360 1100 Evolve module, 18 links | CommScope® | GigaSPEED X10D® ¦ InstaPATCH® Cu |  | Copper trunk cable assembly
CCNRG | IP6A-24LUTP-1100L-1100E | Base Product | InstaPATCH® Cu GigaSPEED X10D® U/UTP LSZH Preterminated Copper Cable, 1100 module to 360 1100 Evolve module, 24 links | CommScope® | GigaSPEED X10D® ¦ InstaPATCH® Cu |  | Copper trunk cable assembly
CCHRD | IP6A-12LUTP-PG2S-1100E | Base Product | InstaPATCH® Cu GigaSPEED X10D® U/UTP LSZH Preterminated Copper Cable, dual row standard density RJ45 plug to 360 1100 Evolve module, 12 links | CommScope® | GigaSPEED X10D® ¦ InstaPATCH® Cu |  | Copper trunk cable assembly
CCNNF | IP6A-18LUTP-1100L-1100L | Base Product | InstaPATCH® Cu GigaSPEED X10D® U/UTP LSZH Preterminated Copper Cable, 1100 module to 1100 module, 18 links | CommScope® | GigaSPEED X10D® ¦ InstaPATCH® Cu |  | Copper trunk cable assembly
CCRRD | IP6A-12LUTP-1100E-1100E | Base Product | InstaPATCH® Cu GigaSPEED X10D® U/UTP LSZH Preterminated Copper Cable, 360 1100 Evolve module to 360 1100 Evolve module, 12 links | CommScope® | GigaSPEED X10D® ¦ InstaPATCH® Cu |  | Copper trunk cable assembly
CCRXG | IP6A-24LUTP-1100E-BLUNT | Base Product | InstaPATCH® Cu GigaSPEED X10D® U/UTP LSZH Preterminated Copper Cable, 360 1100 Evolve module to unterminated, 24 links | CommScope® | GigaSPEED X10D® ¦ InstaPATCH® Cu |  | Copper trunk cable assembly
CCGXD | IP6A-12LUTP-PLUG-BLUNT | Base Product | InstaPATCH® Cu GigaSPEED X10D® U/UTP LSZH Preterminated Copper Cable, RJ45 to unterminated, 12 links | CommScope® | GigaSPEED X10D® ¦ InstaPATCH® Cu |  | Copper trunk cable assembly
CCNRB | IP6A-06LUTP-1100L-1100E | Base Product | InstaPATCH® Cu GigaSPEED X10D® U/UTP LSZH Preterminated Copper Cable, 1100 module to 360 1100 Evolve module, 6 links | CommScope® | GigaSPEED X10D® ¦ InstaPATCH® Cu |  | Copper trunk cable assembly
CCRRF | IP6A-18LUTP-1100E-1100E | Base Product | InstaPATCH® Cu GigaSPEED X10D® U/UTP LSZH Preterminated Copper Cable, 360 1100 Evolve module to 360 1100 Evolve module, 18 links | CommScope® | GigaSPEED X10D® ¦ InstaPATCH® Cu |  | Copper trunk cable assembly
CCHSD | IP6A-12LUTP-PG2S-1LK12 | Base Product | InstaPATCH® Cu GigaSPEED X10D® U/UTP LSZH Preterminated Copper Cable, dual row standard density RJ45 plug to dual row OneLink 2x6, 12 links | CommScope® | GigaSPEED X10D® ¦ InstaPATCH® Cu |  | Copper trunk cable assembly
CCSXD | IP6A-12LUTP-1LK12-BLUNT | Base Product | InstaPATCH® Cu GigaSPEED X10D® U/UTP LSZH Preterminated Copper Cable, dual row OneLink 2x6 to unterminated, 12 links | CommScope® | GigaSPEED X10D® ¦ InstaPATCH® Cu |  | Copper trunk cable assembly
CDBTC | IP6A-08PFTP-O2S-1LK08 | Base Product | InstaPATCH® Cu GigaSPEED X10D® F/UTP Plenum Copper Cable, dual row standard density outlet to dual row OneLink 2x4, 8 links | CommScope® | GigaSPEED X10D® ¦ InstaPATCH® Cu |  | Copper trunk cable assembly
CCHXG | IP6A-24LUTP-PG2S-BLUNT | Base Product | InstaPATCH® Cu GigaSPEED X10D® U/UTP LSZH Preterminated Copper Cable, dual row standard density RJ45 plug to unterminated, 24 links | CommScope® | GigaSPEED X10D® ¦ InstaPATCH® Cu |  | Copper trunk cable assembly
CDABB | IP6A-06PFTP-O1S-O2S | Base Product | InstaPATCH® Cu GigaSPEED X10D® F/UTP Plenum Copper Cable, single row standard density outlet to dual row standard density outlet, 6 links | CommScope® | GigaSPEED X10D® ¦ InstaPATCH® Cu |  | Copper trunk cable assembly
CCRSD | IP6A-12LUTP-1100E-1LK12 | Base Product | InstaPATCH® Cu GigaSPEED X10D® U/UTP LSZH Preterminated Copper Cable, 360 1100 Evolve module to dual row OneLink 2x6, 12 links | CommScope® | GigaSPEED X10D® ¦ InstaPATCH® Cu |  | Copper trunk cable assembly
CCRSG | IP6A-24LUTP-1100E-1LK12 | Base Product | InstaPATCH® Cu GigaSPEED X10D® U/UTP LSZH Preterminated Copper Cable, 360 1100 Evolve module to dual row OneLink 2x6, 24 links | CommScope® | GigaSPEED X10D® ¦ InstaPATCH® Cu |  | Copper trunk cable assembly
CDABD | IP6A-12PFTP-O1S-O2S | Base Product | InstaPATCH® Cu GigaSPEED X10D® F/UTP Plenum Copper Cable, single row standard density outlet to dual row standard density outlet, 12 links | CommScope® | GigaSPEED X10D® ¦ InstaPATCH® Cu |  | Copper trunk cable assembly
CDGGB | IP6A-06PFTP-PG1S-PG1S | Base Product | InstaPATCH® Cu GigaSPEED X10D® F/UTP Plenum Preterminated Copper Cable, single row standard density RJ45 plug to single row standard density RJ45 plug, 6 links | CommScope® | GigaSPEED X10D® ¦ InstaPATCH® Cu |  | Copper trunk cable assembly
CDGGD | IP6A-12PFTP-PG1S-PG1S | Base Product | InstaPATCH® Cu GigaSPEED X10D® F/UTP Plenum Preterminated Copper Cable, single row standard density RJ45 plug to single row standard density RJ45 plug, 12 links | CommScope® | GigaSPEED X10D® ¦ InstaPATCH® Cu |  | Copper trunk cable assembly
CCRXD | IP6A-12LUTP-1100E-BLUNT | Base Product | InstaPATCH® Cu GigaSPEED X10D® U/UTP LSZH Preterminated Copper Cable, 360 1100 Evolve module to unterminated, 12 links | CommScope® | GigaSPEED X10D® ¦ InstaPATCH® Cu |  | Copper trunk cable assembly
CDAGG | IP6A-24PFTP-O1S-PG1S | Base Product | InstaPATCH® Cu GigaSPEED X10D® F/UTP Plenum Preterminated Copper Cable, single row standard density outlet to single row standard density RJ45 plug, 24 links | CommScope® | GigaSPEED X10D® ¦ InstaPATCH® Cu |  | Copper trunk cable assembly
CCRNB | IP6A-06LUTP-1100E-1100L | Base Product | InstaPATCH® Cu GigaSPEED X10D® U/UTP LSZH Preterminated Copper Cable, 360 1100 module to 1100 module, 6 links | CommScope® | GigaSPEED X10D® ¦ InstaPATCH® Cu |  | Copper trunk cable assembly
CCTTC | IP6A-08LUTP-1LK08-1LK08 | Base Product | InstaPATCH® Cu GigaSPEED X10D® U/UTP LSZH Preterminated Copper Cable, dual row OneLink 2x4 to dual row OneLink 2x4, 8 links | CommScope® | GigaSPEED X10D® ¦ InstaPATCH® Cu |  | Copper trunk cable assembly
CCRND | IP6A-12LUTP-1100E-1100L | Base Product | InstaPATCH® Cu GigaSPEED X10D® U/UTP LSZH Preterminated Copper Cable, 360 1100 module to 1100 module, 12 links | CommScope® | GigaSPEED X10D® ¦ InstaPATCH® Cu |  | Copper trunk cable assembly
CDBXD | IP6A-12PFTP-O2S-BLUNT | Base Product | InstaPATCH® Cu GigaSPEED X10D® F/UTP Plenum Copper Cable, dual row standard density outlet to unterminated, 12 links | CommScope® | GigaSPEED X10D® ¦ InstaPATCH® Cu |  | Copper trunk cable assembly
CDAHG | IP6A-24PFTP-O1S-PG2S | Base Product | InstaPATCH® Cu GigaSPEED X10D® F/UTP Plenum Preterminated Copper Cable, single row standard density outlet to dual row standard density RJ45 plug, 24 links | CommScope® | GigaSPEED X10D® ¦ InstaPATCH® Cu |  | Copper trunk cable assembly |  | Discontinued
CCRXF | IP6A-18LUTP-1100E-BLUNT | Base Product | InstaPATCH® Cu GigaSPEED X10D® U/UTP LSZH Preterminated Copper Cable, 360 1100 Evolve module to unterminated, 18 links | CommScope® | GigaSPEED X10D® ¦ InstaPATCH® Cu |  | Copper trunk cable assembly
CDGGG | IP6A-24PFTP-PG1S-PG1S | Base Product | InstaPATCH® Cu GigaSPEED X10D® F/UTP Plenum Preterminated Copper Cable, single row standard density RJ45 plug to single row standard density RJ45 plug, 24 links | CommScope® | GigaSPEED X10D® ¦ InstaPATCH® Cu |  | Copper trunk cable assembly
CDAJG | IP6A-24PFTP-O1S-PG2H | Base Product | InstaPATCH® Cu GigaSPEED X10D® F/UTP Plenum Preterminated Copper Cable, single row standard density outlet to dual row high density RJ45 plug, 24 links | CommScope® | GigaSPEED X10D® ¦ InstaPATCH® Cu |  | Copper trunk cable assembly
CCRNF | IP6A-18LUTP-1100E-1100L | Base Product | InstaPATCH® Cu GigaSPEED X10D® U/UTP LSZH Preterminated Copper Cable, 360 1100 module to 1100 module, 18 links | CommScope® | GigaSPEED X10D® ¦ InstaPATCH® Cu |  | Copper trunk cable assembly
CDBXG | IP6A-24PFTP-O2S-BLUNT | Base Product | InstaPATCH® Cu GigaSPEED X10D® F/UTP Plenum Copper Cable, dual row standard density outlet to unterminated, 24 links | CommScope® | GigaSPEED X10D® ¦ InstaPATCH® Cu |  | Copper trunk cable assembly
CDBBB | IP6A-06PFTP-O2S-O2S | Base Product | InstaPATCH® Cu GigaSPEED X10D® F/UTP Plenum Copper Cable, dual row standard density outlet to dual row standard density outlet, 6 links | CommScope® | GigaSPEED X10D® ¦ InstaPATCH® Cu |  | Copper trunk cable assembly
CDBBC | IP6A-08PFTP-O2S-O2S | Base Product | InstaPATCH® Cu GigaSPEED X10D® F/UTP Plenum Copper Cable, dual row standard density outlet to dual row standard density outlet, 8 links | CommScope® | GigaSPEED X10D® ¦ InstaPATCH® Cu |  | Copper trunk cable assembly
CDJJG | IP6A-24PFTP-PG2H-PG2H | Base Product | InstaPATCH® Cu GigaSPEED X10D® F/UTP Plenum Preterminated Copper Cable, dual row high density RJ45 plug to dual row high density RJ45 plug, 24 links | CommScope® | GigaSPEED X10D® ¦ InstaPATCH® Cu |  | Copper trunk cable assembly
CDGXB | IP6A-06PFTP-PG1S-BLUNT | Base Product | InstaPATCH® Cu GigaSPEED X10D® F/UTP Plenum Preterminated Copper Cable, single row standard density RJ45 plug to unterminated, 6 links | CommScope® | GigaSPEED X10D® ¦ InstaPATCH® Cu |  | Copper trunk cable assembly
CDCHG | IP6A-24PFTP-O2H-PG2S | Base Product | InstaPATCH® Cu GigaSPEED X10D® F/UTP Plenum Preterminated Copper Cable, dual row high density outlet to dual row standard densityRJ45 plug, 24 links | CommScope® | GigaSPEED X10D® ¦ InstaPATCH® Cu |  | Copper trunk cable assembly
CDJXG | IP6A-24PFTP-PG2H-BLUNT | Base Product | InstaPATCH® Cu GigaSPEED X10D® F/UTP Plenum Preterminated Copper Cable, dual row high density RJ45 plug to unterminated, 24 links | CommScope® | GigaSPEED X10D® ¦ InstaPATCH® Cu |  | Copper trunk cable assembly
CDAAB | IP6A-06PFTP-O1S-O1S | Base Product | InstaPATCH® Cu GigaSPEED X10D® F/UTP Plenum Copper Cable, single row standard density outlet to single row standard density outlet, 6 links | CommScope® | GigaSPEED X10D® ¦ InstaPATCH® Cu |  | Copper trunk cable assembly |  | Discontinued
CEABB | IP6A-06RFTP-O1S-O2S | Base Product | InstaPATCH® Cu GigaSPEED X10D® F/UTP Riser Copper Cable, single row standard density outlet to dual row standard density outlet, 6 links | CommScope® | GigaSPEED X10D® ¦ InstaPATCH® Cu |  | Copper trunk cable assembly
CDCJG | IP6A-24PFTP-O2H-PG2H | Base Product | InstaPATCH® Cu GigaSPEED X10D® F/UTP Plenum Preterminated Copper Cable, dual row high density outlet to dual row high density RJ45 plug, 24 links | CommScope® | GigaSPEED X10D® ¦ InstaPATCH® Cu |  | Copper trunk cable assembly
CEABC | IP6A-08RFTP-O1S-O2S | Base Product | InstaPATCH® Cu GigaSPEED X10D® F/UTP Riser Copper Cable, single row standard density outlet to dual row standard density outlet, 8 links | CommScope® | GigaSPEED X10D® ¦ InstaPATCH® Cu |  | Copper trunk cable assembly
CDAXB | IP6A-06PFTP-O1S-BLUNT | Base Product | InstaPATCH® Cu GigaSPEED X10D® F/UTP Plenum Copper Cable, single row standard density outlet to unterminated, 6 links | CommScope® | GigaSPEED X10D® ¦ InstaPATCH® Cu |  | Copper trunk cable assembly
CDAAC | IP6A-08PFTP-O1S-O1S | Base Product | InstaPATCH® Cu GigaSPEED X10D® F/UTP Plenum Copper Cable, single row standard density outlet to single row standard density outlet, 8 links | CommScope® | GigaSPEED X10D® ¦ InstaPATCH® Cu |  | Copper trunk cable assembly
CDGXD | IP6A-12PFTP-PG1S-BLUNT | Base Product | InstaPATCH® Cu GigaSPEED X10D® F/UTP Plenum Preterminated Copper Cable, single row standard density RJ45 plug to unterminated, 12 links | CommScope® | GigaSPEED X10D® ¦ InstaPATCH® Cu |  | Copper trunk cable assembly
CEABG | IP6A-24RFTP-O1S-O2S | Base Product | InstaPATCH® Cu GigaSPEED X10D® F/UTP Riser Copper Cable, single row standard density outlet to dual row standard density outlet, 24 links | CommScope® | GigaSPEED X10D® ¦ InstaPATCH® Cu |  | Copper trunk cable assembly
CDAAD | IP6A-12PFTP-O1S-O1S | Base Product | InstaPATCH® Cu GigaSPEED X10D® F/UTP Plenum Copper Cable, single row standard density outlet to single row standard density outlet, 12 links | CommScope® | GigaSPEED X10D® ¦ InstaPATCH® Cu |  | Copper trunk cable assembly |  | Discontinued
CEBAG | IP6A-24RFTP-O2S-O1S | Base Product | InstaPATCH® Cu GigaSPEED X10D® F/UTP Riser Copper Cable, dual row standard density outlet to single row standard density outlet, 24 links | CommScope® | GigaSPEED X10D® ¦ InstaPATCH® Cu |  | Copper trunk cable assembly
CDGXG | IP6A-24PFTP-PG1S-BLUNT | Base Product | InstaPATCH® Cu GigaSPEED X10D® F/UTP Plenum Preterminated Copper Cable, single row standard density RJ45 plug to unterminated, 24 links | CommScope® | GigaSPEED X10D® ¦ InstaPATCH® Cu |  | Copper trunk cable assembly
CDBBG | IP6A-24PFTP-O2S-O2S | Base Product | InstaPATCH® Cu GigaSPEED X10D® F/UTP Plenum Copper Cable, dual row standard density outlet to dual row standard density outlet, 24 links | CommScope® | GigaSPEED X10D® ¦ InstaPATCH® Cu |  | Copper trunk cable assembly
CEAGG | IP6A-24RFTP-O1S-PG1S | Base Product | InstaPATCH® Cu GigaSPEED X10D® F/UTP Riser Preterminated Copper Cable, single row standard density outlet to single row standard density RJ45 plug, 24 links | CommScope® | GigaSPEED X10D® ¦ InstaPATCH® Cu |  | Copper trunk cable assembly |  | Discontinued
CDHHG | IP6A-24PFTP-PG2S-PG2S | Base Product | InstaPATCH® Cu GigaSPEED X10D® F/UTP Plenum Preterminated Copper Cable, dual row standard density RJ45 plug to dual row standard density RJ45 plug, 24 links | CommScope® | GigaSPEED X10D® ¦ InstaPATCH® Cu |  | Copper trunk cable assembly
CDTTC | IP6A-08PFTP-1LK08-1LK08 | Base Product | InstaPATCH® Cu GigaSPEED X10D® F/UTP Plenum Copper Cable, dual row OneLink 2x4 to dual row OneLink 2x4, 8 links | CommScope® | GigaSPEED X10D® ¦ InstaPATCH® Cu |  | Copper trunk cable assembly
CDAXD | IP6A-12PFTP-O1S-BLUNT | Base Product | InstaPATCH® Cu GigaSPEED X10D® F/UTP Plenum Copper Cable, single row standard density outlet to unterminated, 12 links | CommScope® | GigaSPEED X10D® ¦ InstaPATCH® Cu |  | Copper trunk cable assembly
CEAXB | IP6A-06RFTP-O1S-BLUNT | Base Product | InstaPATCH® Cu GigaSPEED X10D® F/UTP Riser Copper Cable, single row standard density outlet to unterminated, 6 links | CommScope® | GigaSPEED X10D® ¦ InstaPATCH® Cu |  | Copper trunk cable assembly
CEAXC | IP6A-08RFTP-O1S-BLUNT | Base Product | InstaPATCH® Cu GigaSPEED X10D® F/UTP Riser Copper Cable, single row standard density outlet to unterminated, 8 links | CommScope® | GigaSPEED X10D® ¦ InstaPATCH® Cu |  | Copper trunk cable assembly
CEAXG | IP6A-24RFTP-O1S-BLUNT | Base Product | InstaPATCH® Cu GigaSPEED X10D® F/UTP Riser Copper Cable, single row standard density outlet to unterminated, 24 links | CommScope® | GigaSPEED X10D® ¦ InstaPATCH® Cu |  | Copper trunk cable assembly
CEBAB | IP6A-06RFTP-O2S-O1S | Base Product | InstaPATCH® Cu GigaSPEED X10D® F/UTP Riser Copper Cable, dual row standard density outlet to single row standard density outlet, 6 links | CommScope® | GigaSPEED X10D® ¦ InstaPATCH® Cu |  | Copper trunk cable assembly
CEBAC | IP6A-08RFTP-O2S-O1S | Base Product | InstaPATCH® Cu GigaSPEED X10D® F/UTP Riser Copper Cable, dual row standard density outlet to single row standard density outlet, 8 links | CommScope® | GigaSPEED X10D® ¦ InstaPATCH® Cu |  | Copper trunk cable assembly
CEGGA | IP6A-04RFTP-PG1S-PG1S | Base Product | InstaPATCH® Cu GigaSPEED X10D® F/UTP Riser Preterminated Copper Cable, single row standard density RJ45 plug to single row standard density RJ45 plug, 4 links | CommScope® | GigaSPEED X10D® ¦ InstaPATCH® Cu |  | Copper trunk cable assembly
CEHHG | IP6A-24RFTP-PG2S-PG2S | Base Product | InstaPATCH® Cu GigaSPEED X10D® F/UTP Riser Preterminated Copper Cable, dual row standard density RJ45 plug to dual row standard density RJ45 plug, 24 links | CommScope® | GigaSPEED X10D® ¦ InstaPATCH® Cu |  | Copper trunk cable assembly
CEGGD | IP6A-12RFTP-PG1S-PG1S | Base Product | InstaPATCH® Cu GigaSPEED X10D® F/UTP Riser Preterminated Copper Cable, single row standard density RJ45 plug to single row standard density RJ45 plug, 12 links | CommScope® | GigaSPEED X10D® ¦ InstaPATCH® Cu |  | Copper trunk cable assembly
CEAHG | IP6A-24RFTP-O1S-PG2S | Base Product | InstaPATCH® Cu GigaSPEED X10D® F/UTP Riser Preterminated Copper Cable, single row standard density outlet to dual row standard density RJ45 plug, 24 links | CommScope® | GigaSPEED X10D® ¦ InstaPATCH® Cu |  | Copper trunk cable assembly
CEBTC | IP6A-08RFTP-O2S-1LK08 | Base Product | InstaPATCH® Cu GigaSPEED X10D® F/UTP Riser Copper Cable, dual row standard density outlet to dual row OneLink 2x4, 8 links | CommScope® | GigaSPEED X10D® ¦ InstaPATCH® Cu |  | Copper trunk cable assembly
CDBGG | IP6A-24PFTP-O2S-PG1S | Base Product | InstaPATCH® Cu GigaSPEED X10D® F/UTP Plenum Preterminated Copper Cable, dual row standard density outlet to single row standard density RJ45 plug, 24 links | CommScope® | GigaSPEED X10D® ¦ InstaPATCH® Cu |  | Copper trunk cable assembly
CEGGG | IP6A-24RFTP-PG1S-PG1S | Base Product | InstaPATCH® Cu GigaSPEED X10D® F/UTP Riser Preterminated Copper Cable, single row standard density RJ45 plug to single row standard density RJ45 plug, 24 links | CommScope® | GigaSPEED X10D® ¦ InstaPATCH® Cu |  | Copper trunk cable assembly
CEBBC | IP6A-08RFTP-O2S-O2S | Base Product | InstaPATCH® Cu GigaSPEED X10D® F/UTP Riser Copper Cable, dual row standard density outlet to dual row standard density outlet, 8 links | CommScope® | GigaSPEED X10D® ¦ InstaPATCH® Cu |  | Copper trunk cable assembly
CEHXD | IP6A-12RFTP-PG2S-BLUNT | Base Product | InstaPATCH® Cu GigaSPEED X10D® F/UTP Riser Preterminated Copper Cable, dual row standard density RJ45 plug to unterminated, 12 links | CommScope® | GigaSPEED X10D® ¦ InstaPATCH® Cu |  | Copper trunk cable assembly
CFABG | IP6A-24LFTP-O1S-O2S | Base Product | InstaPATCH® Cu GigaSPEED X10D® F/UTP LSZH Copper Cable, single row standard density outlet to dual row standard density outlet, 24 links | CommScope® | GigaSPEED X10D® ¦ InstaPATCH® Cu |  | Copper trunk cable assembly
CEASD | IP6A-12RFTP-O1S-1LK12 | Base Product | InstaPATCH® Cu GigaSPEED X10D® F/UTP Riser Copper Cable, single row standard density outlet to dual row OneLink 2x6, 12 links | CommScope® | GigaSPEED X10D® ¦ InstaPATCH® Cu |  | Copper trunk cable assembly
CEHXG | IP6A-24RFTP-PG2S-BLUNT | Base Product | InstaPATCH® Cu GigaSPEED X10D® F/UTP Riser Preterminated Copper Cable, dual row standard density RJ45 plug to unterminated, 12 links | CommScope® | GigaSPEED X10D® ¦ InstaPATCH® Cu |  | Copper trunk cable assembly
CFAGG | IP6A-24LFTP-O1S-PG1S | Base Product | InstaPATCH® Cu GigaSPEED X10D® F/UTP LSZH Preterminated Copper Cable, single row standard density outlet to single row standard density RJ45 plug, 24 links | CommScope® | GigaSPEED X10D® ¦ InstaPATCH® Cu |  | Copper trunk cable assembly |  | Discontinued
CEGXA | IP6A-04RFTP-PG1S-BLUNT | Base Product | InstaPATCH® Cu GigaSPEED X10D® F/UTP Riser Preterminated Copper Cable, single row standard density RJ45 plug to unterminated, 4 links | CommScope® | GigaSPEED X10D® ¦ InstaPATCH® Cu |  | Copper trunk cable assembly
CEBBD | IP6A-12RFTP-O2S-O2S | Base Product | InstaPATCH® Cu GigaSPEED X10D® F/UTP Riser Copper Cable, dual row standard density outlet to dual row standard density outlet, 12 links | CommScope® | GigaSPEED X10D® ¦ InstaPATCH® Cu |  | Copper trunk cable assembly
CEJJG | IP6A-24RFTP-PG2H-PG2H | Base Product | InstaPATCH® Cu GigaSPEED X10D® F/UTP Riser Preterminated Copper Cable, dual row high density RJ45 plug to dual row high density RJ45 plug, 24 links | CommScope® | GigaSPEED X10D® ¦ InstaPATCH® Cu |  | Copper trunk cable assembly
CEJXG | IP6A-24RFTP-PG2H-BLUNT | Base Product | InstaPATCH® Cu GigaSPEED X10D® F/UTP Riser Preterminated Copper Cable, dual row high density RJ45 plug to unterminated, 24 links | CommScope® | GigaSPEED X10D® ¦ InstaPATCH® Cu |  | Copper trunk cable assembly
CFAXC | IP6A-08LFTP-O1S-BLUNT | Base Product | InstaPATCH® Cu GigaSPEED X10D® F/UTP LSZH Copper Cable, single row standard density outlet to unterminated, 8 links | CommScope® | GigaSPEED X10D® ¦ InstaPATCH® Cu |  | Copper trunk cable assembly
CFAXD | IP6A-12LFTP-O1S-BLUNT | Base Product | InstaPATCH® Cu GigaSPEED X10D® F/UTP LSZH Copper Cable, single row standard density outlet to unterminated, 12 links | CommScope® | GigaSPEED X10D® ¦ InstaPATCH® Cu |  | Copper trunk cable assembly |  | Discontinued
CFAXG | IP6A-24LFTP-O1S-BLUNT | Base Product | InstaPATCH® Cu GigaSPEED X10D® F/UTP LSZH Copper Cable, single row standard density outlet to unterminated, 24 links | CommScope® | GigaSPEED X10D® ¦ InstaPATCH® Cu |  | Copper trunk cable assembly
CFAHG | IP6A-24LFTP-O1S-PG2S | Base Product | InstaPATCH® Cu GigaSPEED X10D® F/UTP LSZH Preterminated Copper Cable, single row standard density outlet to dual row standard density RJ45 plug, 24 links | CommScope® | GigaSPEED X10D® ¦ InstaPATCH® Cu |  | Copper trunk cable assembly
CFAAB | IP6A-06LFTP-O1S-O1S | Base Product | InstaPATCH® Cu GigaSPEED X10D® F/UTP LSZH Copper Cable, single row standard density outlet to single row standard density outlet, 6 links | CommScope® | GigaSPEED X10D® ¦ InstaPATCH® Cu |  | Copper trunk cable assembly |  | Discontinued
CFAJG | IP6A-24LFTP-O1S-PG2H | Base Product | InstaPATCH® Cu GigaSPEED X10D® F/UTP LSZH Preterminated Copper Cable, single row standard density outlet to dual row high density RJ45 plug, 24 links | CommScope® | GigaSPEED X10D® ¦ InstaPATCH® Cu |  | Copper trunk cable assembly
CFAAD | IP6A-12LFTP-O1S-O1S | Base Product | InstaPATCH® Cu GigaSPEED X10D® F/UTP LSZH Copper Cable, single row standard density outlet to single row standard density outlet, 12 links | CommScope® | GigaSPEED X10D® ¦ InstaPATCH® Cu |  | Copper trunk cable assembly |  | Discontinued
CFAAG | IP6A-24LFTP-O1S-O1S | Base Product | InstaPATCH® Cu GigaSPEED X10D® F/UTP LSZH Copper Cable, single row standard density outlet to single row standard density outlet, 24 links | CommScope® | GigaSPEED X10D® ¦ InstaPATCH® Cu |  | Copper trunk cable assembly |  | Discontinued
CFABB | IP6A-06LFTP-O1S-O2S | Base Product | InstaPATCH® Cu GigaSPEED X10D® F/UTP LSZH Copper Cable, single row standard density outlet to dual row standard density outlet, 6 links | CommScope® | GigaSPEED X10D® ¦ InstaPATCH® Cu |  | Copper trunk cable assembly
CFATE | IP6A-16LFTP-O1S-1LK08 | Base Product | InstaPATCH® Cu GigaSPEED X10D® F/UTP LSZH Copper Cable, single row standard density outlet to dual row OneLink 2x4, 16 links | CommScope® | GigaSPEED X10D® ¦ InstaPATCH® Cu |  | Copper trunk cable assembly
CFBHG | IP6A-24LFTP-O2S-PG2S | Base Product | InstaPATCH® Cu GigaSPEED X10D® F/UTP LSZH Preterminated Copper Cable, dual row standard density outlet to dual row standard density RJ45 plug, 24 links | CommScope® | GigaSPEED X10D® ¦ InstaPATCH® Cu |  | Copper trunk cable assembly
CFBJG | IP6A-24LFTP-O2S-PG2H | Base Product | InstaPATCH® Cu GigaSPEED X10D® F/UTP LSZH Preterminated Copper Cable, dual row standard density outlet to dual row high density RJ45 plug, 24 links | CommScope® | GigaSPEED X10D® ¦ InstaPATCH® Cu |  | Copper trunk cable assembly
CFABD | IP6A-12LFTP-O1S-O2S | Base Product | InstaPATCH® Cu GigaSPEED X10D® F/UTP LSZH Copper Cable, single row standard density outlet to dual row standard density outlet, 12 links | CommScope® | GigaSPEED X10D® ¦ InstaPATCH® Cu |  | Copper trunk cable assembly
CFAXB | IP6A-06LFTP-O1S-BLUNT | Base Product | InstaPATCH® Cu GigaSPEED X10D® F/UTP LSZH Copper Cable, single row standard density outlet to unterminated, 6 links | CommScope® | GigaSPEED X10D® ¦ InstaPATCH® Cu |  | Copper trunk cable assembly
CFBSD | IP6A-12LFTP-O2S-1LK12 | Base Product | InstaPATCH® Cu GigaSPEED X10D® F/UTP LSZH Copper Cable, dual row standard density outlet to dual row OneLink 2x6, 12 links | CommScope® | GigaSPEED X10D® ¦ InstaPATCH® Cu |  | Copper trunk cable assembly
CFBXD | IP6A-12LFTP-O2S-BLUNT | Base Product | InstaPATCH® Cu GigaSPEED X10D® F/UTP LSZH Copper Cable, dual row standard density outlet to unterminated, 12 links | CommScope® | GigaSPEED X10D® ¦ InstaPATCH® Cu |  | Copper trunk cable assembly
CFBXG | IP6A-24LFTP-O2S-BLUNT | Base Product | InstaPATCH® Cu GigaSPEED X10D® F/UTP LSZH Copper Cable, dual row standard density outlet to unterminated, 24 links | CommScope® | GigaSPEED X10D® ¦ InstaPATCH® Cu |  | Copper trunk cable assembly
CFBTC | IP6A-08LFTP-O2S-1LK08 | Base Product | InstaPATCH® Cu GigaSPEED X10D® F/UTP LSZH Copper Cable, dual row standard density outlet to dual row OneLink 2x4, 8 links | CommScope® | GigaSPEED X10D® ¦ InstaPATCH® Cu |  | Copper trunk cable assembly
CFCGG | IP6A-24LFTP-O2H-PG1S | Base Product | InstaPATCH® Cu GigaSPEED X10D® F/UTP LSZH Preterminated Copper Cable, dual row high density outlet to single row standard density RJ45 plug, 24 links | CommScope® | GigaSPEED X10D® ¦ InstaPATCH® Cu |  | Copper trunk cable assembly
CFBXB | IP6A-06LFTP-O2S-BLUNT | Base Product | InstaPATCH® Cu GigaSPEED X10D® F/UTP LSZH Copper Cable, dual row standard density outlet to unterminated, 6 links | CommScope® | GigaSPEED X10D® ¦ InstaPATCH® Cu |  | Copper trunk cable assembly
CETTC | IP6A-08RFTP-1LK08-1LK08 | Base Product | InstaPATCH® Cu GigaSPEED X10D® F/UTP Riser Copper Cable, dual row OneLink 2x4 to dual row OneLink 2x4, 8 links | CommScope® | GigaSPEED X10D® ¦ InstaPATCH® Cu |  | Copper trunk cable assembly
CFBAB | IP6A-06LFTP-O2S-O1S | Base Product | InstaPATCH® Cu GigaSPEED X10D® F/UTP LSZH Copper Cable, dual row standard density outlet to single row standard density outlet, 6 links | CommScope® | GigaSPEED X10D® ¦ InstaPATCH® Cu |  | Copper trunk cable assembly
CFSSD | IP6A-12LFTP-1LK12-1LK12 | Base Product | InstaPATCH® Cu GigaSPEED X10D® F/UTP LSZH Copper Cable, dual row OneLink 2x6 to dual row OneLink 2x6, 12 links | CommScope® | GigaSPEED X10D® ¦ InstaPATCH® Cu |  | Copper trunk cable assembly
CFGXA | IP6A-04LFTP-PG1S-BLUNT | Base Product | InstaPATCH® Cu GigaSPEED X10D® F/UTP LSZH Preterminated Copper Cable, single row standard density RJ45 plug to unterminated, 4 links | CommScope® | GigaSPEED X10D® ¦ InstaPATCH® Cu |  | Copper trunk cable assembly
CEBBG | IP6A-24RFTP-O2S-O2S | Base Product | InstaPATCH® Cu GigaSPEED X10D® F/UTP Riser Copper Cable, dual row standard density outlet to dual row standard density outlet, 24 links | CommScope® | GigaSPEED X10D® ¦ InstaPATCH® Cu |  | Copper trunk cable assembly
CFGXB | IP6A-06LFTP-PG1S-BLUNT | Base Product | InstaPATCH® Cu GigaSPEED X10D® F/UTP LSZH Preterminated Copper Cable, single row standard density RJ45 plug to unterminated, 6 links | CommScope® | GigaSPEED X10D® ¦ InstaPATCH® Cu |  | Copper trunk cable assembly
CEBGG | IP6A-24RFTP-O2S-PG1S | Base Product | InstaPATCH® Cu GigaSPEED X10D® F/UTP Riser Preterminated Copper Cable, dual row standard density outlet to single row standard density RJ45 plug, 24 links | CommScope® | GigaSPEED X10D® ¦ InstaPATCH® Cu |  | Copper trunk cable assembly
CFSXD | IP6A-12LFTP-1LK12-BLUNT | Base Product | InstaPATCH® Cu GigaSPEED X10D® F/UTP LSZH Copper Cable, dual row OneLink 2x6 to unterminated, 12 links | CommScope® | GigaSPEED X10D® ¦ InstaPATCH® Cu |  | Copper trunk cable assembly
CFGXD | IP6A-12LFTP-PG1S-BLUNT | Base Product | InstaPATCH® Cu GigaSPEED X10D® F/UTP LSZH Preterminated Copper Cable, single row standard density RJ45 plug to unterminated, 12 links | CommScope® | GigaSPEED X10D® ¦ InstaPATCH® Cu |  | Copper trunk cable assembly
CEBXD | IP6A-12RFTP-O2S-BLUNT | Base Product | InstaPATCH® Cu GigaSPEED X10D® F/UTP Riser Copper Cable, dual row standard density outlet to unterminated, 12 links | CommScope® | GigaSPEED X10D® ¦ InstaPATCH® Cu |  | Copper trunk cable assembly
CFGGA | IP6A-04LFTP-PG1S-PG1S | Base Product | InstaPATCH® Cu GigaSPEED X10D® F/UTP LSZH Preterminated Copper Cable, single row standard density RJ45 plug to single row standard density RJ45 plug, 4 links | CommScope® | GigaSPEED X10D® ¦ InstaPATCH® Cu |  | Copper trunk cable assembly
CEBXG | IP6A-24RFTP-O2S-BLUNT | Base Product | InstaPATCH® Cu GigaSPEED X10D® F/UTP Riser Copper Cable, dual row standard density outlet to unterminated, 24 links | CommScope® | GigaSPEED X10D® ¦ InstaPATCH® Cu |  | Copper trunk cable assembly
CFGGB | IP6A-06LFTP-PG1S-PG1S | Base Product | InstaPATCH® Cu GigaSPEED X10D® F/UTP LSZH Preterminated Copper Cable, single row standard density RJ45 plug to single row standard density RJ45 plug, 6 links | CommScope® | GigaSPEED X10D® ¦ InstaPATCH® Cu |  | Copper trunk cable assembly
CECGG | IP6A-24RFTP-O2H-PG1S | Base Product | InstaPATCH® Cu GigaSPEED X10D® F/UTP Riser Preterminated Copper Cable, dual row high density outlet to single row standard density RJ45 plug, 24 links | CommScope® | GigaSPEED X10D® ¦ InstaPATCH® Cu |  | Copper trunk cable assembly
CEBHG | IP6A-24RFTP-O2S-PG2S | Base Product | InstaPATCH® Cu GigaSPEED X10D® F/UTP Riser Preterminated Copper Cable, dual row standard density outlet to dual row standard density RJ45 plug, 24 links | CommScope® | GigaSPEED X10D® ¦ InstaPATCH® Cu |  | Copper trunk cable assembly
CECHG | IP6A-24RFTP-O2H-PG2S | Base Product | InstaPATCH® Cu GigaSPEED X10D® F/UTP Riser Preterminated Copper Cable, dual row high density outlet to dual row standard densityRJ45 plug, 24 links | CommScope® | GigaSPEED X10D® ¦ InstaPATCH® Cu |  | Copper trunk cable assembly
CEBSD | IP6A-12RFTP-O2S-1LK12 | Base Product | InstaPATCH® Cu GigaSPEED X10D® F/UTP Riser Copper Cable, dual row standard density outlet to dual row OneLink 2x6, 12 links | CommScope® | GigaSPEED X10D® ¦ InstaPATCH® Cu |  | Copper trunk cable assembly
CFGXG | IP6A-24LFTP-PG1S-BLUNT | Base Product | InstaPATCH® Cu GigaSPEED X10D® F/UTP LSZH Preterminated Copper Cable, single row standard density RJ45 plug to unterminated, 24 links | CommScope® | GigaSPEED X10D® ¦ InstaPATCH® Cu |  | Copper trunk cable assembly
CFGSD | IP6A-12LFTP-PG1S-1LK12 | Base Product | InstaPATCH® Cu GigaSPEED X10D® F/UTP LSZH Preterminated Copper Cable, single row standard density RJ45 plug to dual row OneLink 2x6, 12 links | CommScope® | GigaSPEED X10D® ¦ InstaPATCH® Cu |  | Copper trunk cable assembly
CFHSD | IP6A-12LFTP-PG2S-1LK12 | Base Product | InstaPATCH® Cu GigaSPEED X10D® F/UTP LSZH Preterminated Copper Cable, dual row standard density RJ45 plug to dual row OneLink 2x6, 12 links | CommScope® | GigaSPEED X10D® ¦ InstaPATCH® Cu |  | Copper trunk cable assembly
CKASD | IP6A-12RFTP-O1S-1LK12 | Base Product | InstaPATCH® Cu GigaSPEED X10D® S/FTP Riser Copper Cable, single row standard density outlet to dual row OneLink 2x6, 12 links | CommScope® | GigaSPEED X10D® ¦ InstaPATCH® Cu |  | Copper trunk cable assembly
CKATC | IP6A-08RFTP-O1S-1LK08 | Base Product | InstaPATCH® Cu GigaSPEED X10D® S/FTP Riser Copper Cable, single row standard density outlet to dual row OneLink 2x4, 8 links | CommScope® | GigaSPEED X10D® ¦ InstaPATCH® Cu |  | Copper trunk cable assembly
CLSXD | IP6A-12SFTP-1LK12-BLUNT | Base Product | InstaPATCH® Cu GigaSPEED X10D® S/FTP LSZH Copper Cable, dual row OneLink 2x6 to unterminated, 12 links | CommScope® | GigaSPEED X10D® ¦ InstaPATCH® Cu |  | Copper trunk cable assembly
CLTXC | IP6A-08SFTP-1LK08-BLUNT | Base Product | InstaPATCH® Cu GigaSPEED X10D® S/FTP LSZH Copper Cable, dual row OneLink 2x4 to unterminated, 8 links | CommScope® | GigaSPEED X10D® ¦ InstaPATCH® Cu |  | Copper trunk cable assembly
CKSXD | IP6A-12RFTP-1LK12-BLUNT | Base Product | InstaPATCH® Cu GigaSPEED X10D® S/FTP Riser Copper Cable, dual row OneLink 2x6 to unterminated, 12 links | CommScope® | GigaSPEED X10D® ¦ InstaPATCH® Cu |  | Copper trunk cable assembly
CKTXC | IP6A-08RFTP-1LK08-BLUNT | Base Product | InstaPATCH® Cu GigaSPEED X10D® S/FTP Riser Copper Cable, dual row OneLink 2x4 to unterminated, 8 links | CommScope® | GigaSPEED X10D® ¦ InstaPATCH® Cu |  | Copper trunk cable assembly
CLASD | IP6A-12SFTP-O1S-1LK12 | Base Product | InstaPATCH® Cu GigaSPEED X10D® S/FTP LSZH Copper Cable, single row standard density outlet to dual row OneLink 2x6, 12 links | CommScope® | GigaSPEED X10D® ¦ InstaPATCH® Cu |  | Copper trunk cable assembly
CSAAB | IP6A-06BUTP-O1S-O1S | Base Product | InstaPATCH® Cu GigaSPEED X10D® U/UTP LSZH Class B2ca Preterminated Copper Cable, single row standard density outlet to single row standard density outlet, 6 links | CommScope® | GigaSPEED XL® ¦ InstaPATCH® Cu |  | Copper trunk cable assembly
CSAAG | IP6A-24BUTP-O1S-O1S | Base Product | InstaPATCH® Cu GigaSPEED X10D® U/UTP LSZH Class B2ca Preterminated Copper Cable, single row standard density outlet to single row standard density outlet, 24 links | CommScope® | GigaSPEED XL® ¦ InstaPATCH® Cu |  | Copper trunk cable assembly
CSHRG | IP6A-24BUTP-PG2S-1100E | Base Product | InstaPATCH® Cu GigaSPEED X10D® U/UTP LSZH Class B2ca Preterminated Copper Cable, dual row standard density RJ45 plug to 360 1100 Evolve module, 24 links | CommScope® | GigaSPEED XL® ¦ InstaPATCH® Cu |  | Copper trunk cable assembly
CSRRB | IP6A-06BUTP-1100E-1100E | Base Product | InstaPATCH® Cu GigaSPEED X10D® U/UTP LSZH Class B2ca Preterminated Copper Cable, 360 1100 Evolve module to 360 1100 Evolve module, 6 links | CommScope® | GigaSPEED X10D® ¦ InstaPATCH® Cu |  | Copper trunk cable assembly
CAP11K2 |  | Base Product | GigaSPEED X10D® G10SP on S/FTP Low Smoke Zero Halogen Cordage, S/FTP Modular Patch Cord, Eco-packaging | SYSTIMAX® | GigaSPEED X10D® | CA | Twisted pair patch cord
3091B |  | Base Product | GigaSPEED X10D® 3091B ETL Verified Category 6A U/UTP Cable | SYSTIMAX® | GigaSPEED X10D® |  | Twisted pair cable
3091B-UTG |  | Base Product | GigaSPEED X10D® 3091B-UTG ETL Verified Category 6A U/UTP Cable | SYSTIMAX® | GigaSPEED X10D® |  | Twisted pair cable
1091B-UTG |  | Base Product | GigaSPEED X10D® 1091B-UTG ETL Verified Category 6A U/UTP Cable | SYSTIMAX® | GigaSPEED X10D® |  | Twisted pair cable
2091B |  | Base Product | GigaSPEED X10D® 2091B ETL Verified Category 6A U/UTP Cable | SYSTIMAX® | GigaSPEED X10D® |  | Twisted pair cable
2091B-UTG |  | Base Product | GigaSPEED X10D® 2091B-UTG ETL Verified Category 6A U/UTP Cable | SYSTIMAX® | GigaSPEED X10D® |  | Twisted pair cable
2291B |  | Base Product | GigaSPEED X10D® 2291B Category 6A Cable | SYSTIMAX® | GigaSPEED X10D® |  | Twisted pair cable
3291B |  | Base Product | GigaSPEED X10D® 3291B Category 6A Cable | SYSTIMAX® | GigaSPEED X10D® |  | Twisted pair cable
CAAAB | IP6A-06PUTP-O1S-O1S | Base Product | InstaPATCH® Cu GigaSPEED X10D® U/UTP Plenum Preterminated Copper Cable, single row standard density outlet to single row standard density outlet, 6 links | CommScope® | GigaSPEED X10D® ¦ InstaPATCH® Cu |  | Copper trunk cable assembly
CAAJG | IP6A-24PUTP-O1S-PG2H | Base Product | InstaPATCH® Cu GigaSPEED X10D® U/UTP Plenum Preterminated Copper Cable, single row standard density outlet to dual row high density RJ45 plug, 24 links | CommScope® | GigaSPEED X10D® ¦ InstaPATCH® Cu |  | Copper trunk cable assembly
CAAAC | IP6A-08PUTP-O1S-O1S | Base Product | InstaPATCH® Cu GigaSPEED X10D® U/UTP Plenum Preterminated Copper Cable, single row standard density outlet to single row standard density outlet, 8 links | CommScope® | GigaSPEED X10D® ¦ InstaPATCH® Cu |  | Copper trunk cable assembly
CAAXG | IP6A-24PUTP-O1S-BLUNT | Base Product | InstaPATCH® Cu GigaSPEED X10D® U/UTP Plenum Preterminated Copper Cable, single row standard density outlet to unterminated, 24 links | CommScope® | GigaSPEED X10D® ¦ InstaPATCH® Cu |  | Copper trunk cable assembly
CABGG | IP6A-24PUTP-O2S-PG1S | Base Product | InstaPATCH® Cu GigaSPEED X10D® U/UTP Plenum Preterminated Copper Cable, dual row standard density outlet to single row standard density RJ45 plug, 24 links | CommScope® | GigaSPEED X10D® ¦ InstaPATCH® Cu |  | Copper trunk cable assembly
CAARB | IP6A-06PUTP-O1S-1100E | Base Product | InstaPATCH® Cu GigaSPEED X10D® U/UTP Plenum Preterminated Copper Cable, single row standard density outlet to 360 1100 Evolve module, 6 links | CommScope® | GigaSPEED X10D® ¦ InstaPATCH® Cu |  | Copper trunk cable assembly
CAASD | IP6A-12PUTP-O1S-1LK12 | Base Product | InstaPATCH® Cu GigaSPEED X10D® U/UTP Plenum Preterminated Copper Cable, single row standard density outlet to dual row OneLink 2x6, 12 links | CommScope® | GigaSPEED X10D® ¦ InstaPATCH® Cu |  | Copper trunk cable assembly
CABAC | IP6A-08PUTP-O2S-O1S | Base Product | InstaPATCH® Cu GigaSPEED X10D® U/UTP Plenum Preterminated Copper Cable, dual row standard density outlet to single row standard density outlet, 8 links | CommScope® | GigaSPEED X10D® ¦ InstaPATCH® Cu |  | Copper trunk cable assembly
CAABB | IP6A-06PUTP-O1S-O2S | Base Product | InstaPATCH® Cu GigaSPEED X10D® U/UTP Plenum Preterminated Copper Cable, single row standard density outlet to dual row standard density outlet, 6 links | CommScope® | GigaSPEED X10D® ¦ InstaPATCH® Cu |  | Copper trunk cable assembly
CABJG | IP6A-24PUTP-O2S-PG2H | Base Product | InstaPATCH® Cu GigaSPEED X10D® U/UTP Plenum Preterminated Copper Cable, dual row standard density outlet to dual row high density RJ45 plug, 24 links | CommScope® | GigaSPEED X10D® ¦ InstaPATCH® Cu |  | Copper trunk cable assembly
CABAD | IP6A-12PUTP-O2S-O1S | Base Product | InstaPATCH® Cu GigaSPEED X10D® U/UTP Plenum Preterminated Copper Cable, dual row standard density outlet to single row standard density outlet, 12 links | CommScope® | GigaSPEED X10D® ¦ InstaPATCH® Cu |  | Copper trunk cable assembly
CAATC | IP6A-08PUTP-O1S-1LK08 | Base Product | InstaPATCH® Cu GigaSPEED X10D® U/UTP Plenum Preterminated Copper Cable, single row standard density outlet to dual row OneLink 2x4, 8 links | CommScope® | GigaSPEED X10D® ¦ InstaPATCH® Cu |  | Copper trunk cable assembly
CABAG | IP6A-24PUTP-O2S-O1S | Base Product | InstaPATCH® Cu GigaSPEED X10D® U/UTP Plenum Preterminated Copper Cable, dual row standard density outlet to single row standard density outlet, 24 links | CommScope® | GigaSPEED X10D® ¦ InstaPATCH® Cu |  | Copper trunk cable assembly
CABXB | IP6A-06PUTP-O2S-BLUNT | Base Product | InstaPATCH® Cu GigaSPEED X10D® U/UTP Plenum Preterminated Copper Cable, dual row standard density outlet to unterminated, 6 links | CommScope® | GigaSPEED X10D® ¦ InstaPATCH® Cu |  | Copper trunk cable assembly
CACJG | IP6A-24PUTP-O2H-PG2H | Base Product | InstaPATCH® Cu GigaSPEED X10D® U/UTP Plenum Preterminated Copper Cable, dual row high density outlet to dual row high density RJ45 plug, 24 links | CommScope® | GigaSPEED X10D® ¦ InstaPATCH® Cu |  | Copper trunk cable assembly
CAGRG | IP6A-24PUTP-PG1S-1100E | Base Product | InstaPATCH® Cu GigaSPEED X10D® U/UTP Plenum Preterminated Copper Cable, single row standard density RJ45 plug to 360 1100 Evolve module, 24 links | CommScope® | GigaSPEED X10D® ¦ InstaPATCH® Cu |  | Copper trunk cable assembly
CABBB | IP6A-06PUTP-O2S-O2S | Base Product | InstaPATCH® Cu GigaSPEED X10D® U/UTP Plenum Preterminated Copper Cable, dual row standard density outlet to dual row standard density outlet, 6 links | CommScope® | GigaSPEED X10D® ¦ InstaPATCH® Cu |  | Copper trunk cable assembly
CAGGA | IP6A-04PUTP-PG1S-PG1S | Base Product | InstaPATCH® Cu GigaSPEED X10D® U/UTP Plenum Preterminated Copper Cable, single row standard density RJ45 plug to single row standard density RJ45 plug, 4 links | CommScope® | GigaSPEED X10D® ¦ InstaPATCH® Cu |  | Copper trunk cable assembly
CABXC | IP6A-08PUTP-O2S-BLUNT | Base Product | InstaPATCH® Cu GigaSPEED X10D® U/UTP Plenum Preterminated Copper Cable, dual row standard density outlet to unterminated, 8 links | CommScope® | GigaSPEED X10D® ¦ InstaPATCH® Cu |  | Copper trunk cable assembly
CAABG | IP6A-24PUTP-O1S-O2S | Base Product | InstaPATCH® Cu GigaSPEED X10D® U/UTP Plenum Preterminated Copper Cable, single row standard density outlet to dual row standard density outlet, 24 links | CommScope® | GigaSPEED X10D® ¦ InstaPATCH® Cu |  | Copper trunk cable assembly
CABRB | IP6A-06PUTP-O2S-1100E | Base Product | InstaPATCH® Cu GigaSPEED X10D® U/UTP Plenum Preterminated Copper Cable, dual row standard density outlet to 360 1100 Evolve module, 6 links | CommScope® | GigaSPEED X10D® ¦ InstaPATCH® Cu |  | Copper trunk cable assembly
CAGSD | IP6A-12PUTP-PLUG-1LK12 | Base Product | InstaPATCH® Cu GigaSPEED X10D® U/UTP Plenum Preterminated Copper Cable, RJ45 to dual row OneLink 2x6, 12 links | CommScope® | GigaSPEED X10D® ¦ InstaPATCH® Cu |  | Copper trunk cable assembly
CAHRD | IP6A-12PUTP-PG2S-1100E | Base Product | InstaPATCH® Cu GigaSPEED X10D® U/UTP Plenum Preterminated Copper Cable, dual row standard density RJ45 plug to 360 1100 Evolve module, 12 links | CommScope® | GigaSPEED X10D® ¦ InstaPATCH® Cu |  | Copper trunk cable assembly
CAAXB | IP6A-06PUTP-O1S-BLUNT | Base Product | InstaPATCH® Cu GigaSPEED X10D® U/UTP Plenum Preterminated Copper Cable, single row standard density outlet to unterminated, 6 links | CommScope® | GigaSPEED X10D® ¦ InstaPATCH® Cu |  | Copper trunk cable assembly
CABXD | IP6A-12PUTP-O2S-BLUNT | Base Product | InstaPATCH® Cu GigaSPEED X10D® U/UTP Plenum Preterminated Copper Cable, dual row standard density outlet to unterminated, 12 links | CommScope® | GigaSPEED X10D® ¦ InstaPATCH® Cu |  | Copper trunk cable assembly
CABSD | IP6A-12PUTP-O2S-1LK12 | Base Product | InstaPATCH® Cu GigaSPEED X10D® U/UTP Plenum Preterminated Copper Cable, dual row standard density outlet to dual row OneLink 2x6, 12 links | CommScope® | GigaSPEED X10D® ¦ InstaPATCH® Cu |  | Copper trunk cable assembly
CABBD | IP6A-12PUTP-O2S-O2S | Base Product | InstaPATCH® Cu GigaSPEED X10D® U/UTP Plenum Preterminated Copper Cable, dual row standard density outlet to dual row standard density outlet, 12 links | CommScope® | GigaSPEED X10D® ¦ InstaPATCH® Cu |  | Copper trunk cable assembly
CAAHG | IP6A-24PUTP-O1S-PG2S | Base Product | InstaPATCH® Cu GigaSPEED X10D® U/UTP Plenum Preterminated Copper Cable, single row standard density outlet to dual row standard density RJ45 plug, 24 links | CommScope® | GigaSPEED X10D® ¦ InstaPATCH® Cu |  | Copper trunk cable assembly
CABBG | IP6A-24PUTP-O2S-O2S | Base Product | InstaPATCH® Cu GigaSPEED X10D® U/UTP Plenum Preterminated Copper Cable, dual row standard density outlet to dual row standard density outlet, 24 links | CommScope® | GigaSPEED X10D® ¦ InstaPATCH® Cu |  | Copper trunk cable assembly
CAGXB | IP6A-06PUTP-PG1S-BLUNT | Base Product | InstaPATCH® Cu GigaSPEED X10D® U/UTP Plenum Preterminated Copper Cable, single row standard density RJ45 plug to unterminated, 6 links | CommScope® | GigaSPEED X10D® ¦ InstaPATCH® Cu |  | Copper trunk cable assembly
CANND | IP6A-12PUTP-1100L-1100L | Base Product | InstaPATCH® Cu GigaSPEED X10D® U/UTP Plenum Preterminated Copper Cable, 1100 module to 1100 module, 12 links | CommScope® | GigaSPEED X10D® ¦ InstaPATCH® Cu |  | Copper trunk cable assembly
CABXG | IP6A-24PUTP-O2S-BLUNT | Base Product | InstaPATCH® Cu GigaSPEED X10D® U/UTP Plenum Preterminated Copper Cable, dual row standard density outlet to unterminated, 24 links | CommScope® | GigaSPEED X10D® ¦ InstaPATCH® Cu |  | Copper trunk cable assembly
CAHSD | IP6A-12PUTP-PG2S-1LK12 | Base Product | InstaPATCH® Cu GigaSPEED X10D® U/UTP Plenum Preterminated Copper Cable, dual row standard density RJ45 plug to dual row OneLink 2x6, 12 links | CommScope® | GigaSPEED X10D® ¦ InstaPATCH® Cu |  | Copper trunk cable assembly
CANXF | IP6A-18PUTP-1100L-BLUNT | Base Product | InstaPATCH® Cu GigaSPEED X10D® U/UTP Plenum Preterminated Copper Cable, 1100 module to unterminated, 18 links | CommScope® | GigaSPEED X10D® ¦ InstaPATCH® Cu |  | Copper trunk cable assembly
CARSD | IP6A-12PUTP-1100E-1LK12 | Base Product | InstaPATCH® Cu GigaSPEED X10D® U/UTP Plenum Preterminated Copper Cable, 360 1100 Evolve module to dual row OneLink 2x6, 12 links | CommScope® | GigaSPEED X10D® ¦ InstaPATCH® Cu |  | Copper trunk cable assembly
CAGXD | IP6A-12PUTP-PG1S-BLUNT | Base Product | InstaPATCH® Cu GigaSPEED X10D® U/UTP Plenum Preterminated Copper Cable, single row standard density RJ45 plug to unterminated, 12 links | CommScope® | GigaSPEED X10D® ¦ InstaPATCH® Cu |  | Copper trunk cable assembly
CANNF | IP6A-18PUTP-1100L-1100L | Base Product | InstaPATCH® Cu GigaSPEED X10D® U/UTP Plenum Preterminated Copper Cable, 1100 module to 1100 module, 18 links | CommScope® | GigaSPEED X10D® ¦ InstaPATCH® Cu |  | Copper trunk cable assembly
CACCB | IP6A-06PUTP-O2H-O2H | Base Product | InstaPATCH® Cu GigaSPEED X10D® U/UTP Plenum Preterminated Copper Cable, dual row high density outlet to dual row high density outlet, 6 links | CommScope® | GigaSPEED X10D® ¦ InstaPATCH® Cu |  | Copper trunk cable assembly
CABTC | IP6A-08PUTP-O2S-1LK08 | Base Product | InstaPATCH® Cu GigaSPEED X10D® U/UTP Plenum Preterminated Copper Cable, dual row standard density outlet to dual row OneLink 2x4, 8 links | CommScope® | GigaSPEED X10D® ¦ InstaPATCH® Cu |  | Copper trunk cable assembly
CAGNB | IP6A-06PUTP-PG1S-1100L | Base Product | InstaPATCH® Cu GigaSPEED X10D® U/UTP Plenum Preterminated Copper Cable, single row standard density RJ45 plug to 1100 module, 6 links | CommScope® | GigaSPEED X10D® ¦ InstaPATCH® Cu |  | Copper trunk cable assembly
CANNG | IP6A-24PUTP-1100L-1100L | Base Product | InstaPATCH® Cu GigaSPEED X10D® U/UTP Plenum Preterminated Copper Cable, 1100 module to 1100 module, 24 links | CommScope® | GigaSPEED X10D® ¦ InstaPATCH® Cu |  | Copper trunk cable assembly
CAHXG | IP6A-24PUTP-PG2S-BLUNT | Base Product | InstaPATCH® Cu GigaSPEED X10D® U/UTP Plenum Preterminated Copper Cable, dual row standard density RJ45 plug to unterminated, 24 links | CommScope® | GigaSPEED X10D® ¦ InstaPATCH® Cu |  | Copper trunk cable assembly
CABTE | IP6A-16PUTP-O2S-1LK08 | Base Product | InstaPATCH® Cu GigaSPEED X10D® U/UTP Plenum Preterminated Copper Cable, dual row standard density outlet to dual row OneLink 2x4, 16 links | CommScope® | GigaSPEED X10D® ¦ InstaPATCH® Cu |  | Copper trunk cable assembly
CANRB | IP6A-06PUTP-1100L-1100E | Base Product | InstaPATCH® Cu GigaSPEED X10D® U/UTP Plenum Preterminated Copper Cable, 1100 module to 360 1100 Evolve module, 6 links | CommScope® | GigaSPEED X10D® ¦ InstaPATCH® Cu |  | Copper trunk cable assembly
CAHHG | IP6A-24PUTP-PG2S-PG2S | Base Product | InstaPATCH® Cu GigaSPEED X10D® U/UTP Plenum Preterminated Copper Cable, dual row standard density RJ45 plug to dual row standard density RJ45 plug, 24 links | CommScope® | GigaSPEED X10D® ¦ InstaPATCH® Cu |  | Copper trunk cable assembly
CACCF | IP6A-18PUTP-O2H-O2H | Base Product | InstaPATCH® Cu GigaSPEED X10D® U/UTP Plenum Preterminated Copper Cable, dual row high density outlet to dual row standard density outlet, 18 links | CommScope® | GigaSPEED X10D® ¦ InstaPATCH® Cu |  | Copper trunk cable assembly
CARXF | IP6A-18PUTP-1100E-BLUNT | Base Product | InstaPATCH® Cu GigaSPEED X10D® U/UTP Plenum Preterminated Copper Cable, 360 1100 Evolve module to unterminated, 18 links | CommScope® | GigaSPEED X10D® ¦ InstaPATCH® Cu |  | Copper trunk cable assembly
CARND | IP6A-12PUTP-1100E-1100L | Base Product | InstaPATCH® Cu GigaSPEED X10D® U/UTP Plenum Preterminated Copper Cable, 360 1100 Evolve module to 1100 module, 12 links | CommScope® | GigaSPEED X10D® ¦ InstaPATCH® Cu |  | Copper trunk cable assembly
CANRD | IP6A-12PUTP-1100L-1100E | Base Product | InstaPATCH® Cu GigaSPEED X10D® U/UTP Plenum Preterminated Copper Cable, 1100 module to 360 1100 Evolve module, 12 links | CommScope® | GigaSPEED X10D® ¦ InstaPATCH® Cu |  | Copper trunk cable assembly
CACCG | IP6A-24PUTP-O2H-O2H | Base Product | InstaPATCH® Cu GigaSPEED X10D® U/UTP Plenum Preterminated Copper Cable, dual row high density outlet to dual row standard density outlet, 24 links | CommScope® | GigaSPEED X10D® ¦ InstaPATCH® Cu |  | Copper trunk cable assembly
CAJNG | IP6A-24PUTP-PG2H-1100L | Base Product | InstaPATCH® Cu GigaSPEED X10D® U/UTP Plenum Preterminated Copper Cable, dual row high density RJ45 plug to 1100 module, 24 links | CommScope® | GigaSPEED X10D® ¦ InstaPATCH® Cu |  | Copper trunk cable assembly
CARXG | IP6A-24PUTP-1100E-BLUNT | Base Product | InstaPATCH® Cu GigaSPEED X10D® U/UTP Plenum Preterminated Copper Cable, 360 1100 Evolve module to unterminated, 24 links | CommScope® | GigaSPEED X10D® ¦ InstaPATCH® Cu |  | Copper trunk cable assembly
CAHNG | IP6A-24PUTP-PG2S-1100L | Base Product | InstaPATCH® Cu GigaSPEED X10D® U/UTP Plenum Preterminated Copper Cable, dual row standard density RJ45 plug to 1100 module, 24 links | CommScope® | GigaSPEED X10D® ¦ InstaPATCH® Cu |  | Copper trunk cable assembly
CAJRG | IP6A-24PUTP-PG2H-1100E | Base Product | InstaPATCH® Cu GigaSPEED X10D® U/UTP Plenum Preterminated Copper Cable, dual row high density RJ45 plug to 360 1100 Evolve module, 24 links | CommScope® | GigaSPEED X10D® ¦ InstaPATCH® Cu |  | Copper trunk cable assembly
CBANB | IP6A-06RUTP-O1S-1100L | Base Product | InstaPATCH® Cu GigaSPEED X10D® U/UTP Riser Preterminated Copper Cable, single row standard density outlet to 1100 module, 6 links | CommScope® | GigaSPEED X10D® ¦ InstaPATCH® Cu |  | Copper trunk cable assembly
CACGG | IP6A-24PUTP-O2H-PG1S | Base Product | InstaPATCH® Cu GigaSPEED X10D® U/UTP Plenum Preterminated Copper Cable, dual row high density outlet to single row standard density RJ45 plug, 24 links | CommScope® | GigaSPEED X10D® ¦ InstaPATCH® Cu |  | Copper trunk cable assembly
CAJXG | IP6A-24PUTP-PG2H-BLUNT | Base Product | InstaPATCH® Cu GigaSPEED X10D® U/UTP Plenum Preterminated Copper Cable, dual row high density RJ45 plug to unterminated, 24 links | CommScope® | GigaSPEED X10D® ¦ InstaPATCH® Cu |  | Copper trunk cable assembly
CANXD | IP6A-12PUTP-1100L-BLUNT | Base Product | InstaPATCH® Cu GigaSPEED X10D® U/UTP Plenum Preterminated Copper Cable, 1100 module to unterminated, 12 links | CommScope® | GigaSPEED X10D® ¦ InstaPATCH® Cu |  | Copper trunk cable assembly
CBAAB | IP6A-06RUTP-O1S-O1S | Base Product | InstaPATCH® Cu GigaSPEED X10D® U/UTP Riser Preterminated Copper Cable, single row standard density outlet to single row standard density outlet, 6 links | CommScope® | GigaSPEED X10D® ¦ InstaPATCH® Cu |  | Copper trunk cable assembly
CBBXC | IP6A-08RUTP-O2S-BLUNT | Base Product | InstaPATCH® Cu GigaSPEED X10D® U/UTP Riser Preterminated Copper Cable, dual row standard density outlet to unterminated, 8 links | CommScope® | GigaSPEED X10D® ¦ InstaPATCH® Cu |  | Copper trunk cable assembly
CBBNB | IP6A-06RUTP-O2S-1100L | Base Product | InstaPATCH® Cu GigaSPEED X10D® U/UTP Riser Preterminated Copper Cable, dual row standard density outlet to 1100 module, 6 links | CommScope® | GigaSPEED X10D® ¦ InstaPATCH® Cu |  | Copper trunk cable assembly
CBGRG | IP6A-24RUTP-PLUG-1100E | Base Product | InstaPATCH® Cu GigaSPEED X10D® U/UTP Riser Preterminated Copper Cable, RJ 45 to 360 1100 Evolve module, 24 links | CommScope® | GigaSPEED X10D® ¦ InstaPATCH® Cu |  | Copper trunk cable assembly
CBCCB | IP6A-06RUTP-O2H-O2H | Base Product | InstaPATCH® Cu GigaSPEED X10D® U/UTP Riser Preterminated Copper Cable, dual row high density outlet to dual row high density outlet, 6 links | CommScope® | GigaSPEED X10D® ¦ InstaPATCH® Cu |  | Copper trunk cable assembly
CBBRB | IP6A-06RUTP-O2S-1100E | Base Product | InstaPATCH® Cu GigaSPEED X10D® U/UTP Riser Preterminated Copper Cable, dual row standard density outlet to 360 1100 Evolve module, 6 links | CommScope® | GigaSPEED X10D® ¦ InstaPATCH® Cu |  | Copper trunk cable assembly
CARRD | IP6A-12PUTP-1100E-1100E | Base Product | InstaPATCH® Cu GigaSPEED X10D® U/UTP Plenum Preterminated Copper Cable, 360 1100 Evolve module to 360 1100 Evolve module, 12 links | CommScope® | GigaSPEED X10D® ¦ InstaPATCH® Cu |  | Copper trunk cable assembly
CBBAD | IP6A-12RUTP-O2S-O1S | Base Product | InstaPATCH® Cu GigaSPEED X10D® U/UTP Riser Preterminated Copper Cable, dual row standard density outlet to single row standard density outlet, 12 links | CommScope® | GigaSPEED X10D® ¦ InstaPATCH® Cu |  | Copper trunk cable assembly
CBGXA | IP6A-04RUTP-PG1S-BLUNT | Base Product | InstaPATCH® Cu GigaSPEED X10D® U/UTP Riser Preterminated Copper Cable, single row standard density RJ45 plug to unterminated, 4 links | CommScope® | GigaSPEED X10D® ¦ InstaPATCH® Cu |  | Copper trunk cable assembly
CBCCF | IP6A-18RUTP-O2H-O2H | Base Product | InstaPATCH® Cu GigaSPEED X10D® U/UTP Riser Preterminated Copper Cable, dual row high density outlet to dual row high density outlet, 18 links | CommScope® | GigaSPEED X10D® ¦ InstaPATCH® Cu |  | Copper trunk cable assembly
CBBAG | IP6A-24RUTP-O2S-O1S | Base Product | InstaPATCH® Cu GigaSPEED X10D® U/UTP Riser Preterminated Copper Cable, dual row standard density outlet to single row standard density outlet, 24 links | CommScope® | GigaSPEED X10D® ¦ InstaPATCH® Cu |  | Copper trunk cable assembly
CBGXB | IP6A-06RUTP-PG1S-BLUNT | Base Product | InstaPATCH® Cu GigaSPEED X10D® U/UTP Riser Preterminated Copper Cable, single row standard density RJ45 plug to unterminated, 6 links | CommScope® | GigaSPEED X10D® ¦ InstaPATCH® Cu |  | Copper trunk cable assembly
CARRG | IP6A-24PUTP-1100E-1100E | Base Product | InstaPATCH® Cu GigaSPEED X10D® U/UTP Plenum Preterminated Copper Cable, 360 1100 Evolve module to 360 1100 Evolve module, 24 links | CommScope® | GigaSPEED X10D® ¦ InstaPATCH® Cu |  | Copper trunk cable assembly
CBBSD | IP6A-12RUTP-O2S-1LK12 | Base Product | InstaPATCH® Cu GigaSPEED X10D® U/UTP Riser Preterminated Copper Cable, dual row standard density outlet to dual row OneLink 2x6, 12 links | CommScope® | GigaSPEED X10D® ¦ InstaPATCH® Cu |  | Copper trunk cable assembly
CBGXD | IP6A-12RUTP-PG1S-BLUNT | Base Product | InstaPATCH® Cu GigaSPEED X10D® U/UTP Riser Preterminated Copper Cable, single row standard density RJ45 plug to unterminated, 12 links | CommScope® | GigaSPEED X10D® ¦ InstaPATCH® Cu |  | Copper trunk cable assembly
CBGGD | IP6A-12RUTP-PG1S-PG1S | Base Product | InstaPATCH® Cu GigaSPEED X10D® U/UTP Riser Preterminated Copper Cable, single row standard density RJ45 plug to single row standard density RJ45 plug, 12 links | CommScope® | GigaSPEED X10D® ¦ InstaPATCH® Cu |  | Copper trunk cable assembly
CBHHG | IP6A-24RUTP-PG2S-PG2S | Base Product | InstaPATCH® Cu GigaSPEED X10D® U/UTP Riser Preterminated Copper Cable, dual row standard density RJ45 plug to dual row standard density RJ45 plug, 24 links | CommScope® | GigaSPEED X10D® ¦ InstaPATCH® Cu |  | Copper trunk cable assembly
CBHSD | IP6A-12RUTP-PG2S-1LK12 | Base Product | InstaPATCH® Cu GigaSPEED X10D® U/UTP Riser Preterminated Copper Cable, dual row standard density RJ45 plug to dual row OneLink 2x6, 12 links | CommScope® | GigaSPEED X10D® ¦ InstaPATCH® Cu |  | Copper trunk cable assembly
CBBTC | IP6A-08RUTP-O2S-1LK08 | Base Product | InstaPATCH® Cu GigaSPEED X10D® U/UTP Riser Preterminated Copper Cable, dual row standard density outlet to dual row OneLink 2x4, 8 links | CommScope® | GigaSPEED X10D® ¦ InstaPATCH® Cu |  | Copper trunk cable assembly
CBHND | IP6A-12RUTP-PG2S-1100L | Base Product | InstaPATCH® Cu GigaSPEED X10D® U/UTP Riser Preterminated Copper Cable, dual row standard density RJ45 plug to 1100 module, 12 links | CommScope® | GigaSPEED X10D® ¦ InstaPATCH® Cu |  | Copper trunk cable assembly
CBGNB | IP6A-06RUTP-PG1S-1100L | Base Product | InstaPATCH® Cu GigaSPEED X10D® U/UTP Riser Preterminated Copper Cable, single row standard density RJ45 plug to 1100 module, 6 links | CommScope® | GigaSPEED X10D® ¦ InstaPATCH® Cu |  | Copper trunk cable assembly
CBAXD | IP6A-12RUTP-O1S-BLUNT | Base Product | InstaPATCH® Cu GigaSPEED X10D® U/UTP Riser Preterminated Copper Cable, single row standard density outlet to unterminated, 12 links | CommScope® | GigaSPEED X10D® ¦ InstaPATCH® Cu |  | Copper trunk cable assembly
CBABC | IP6A-08RUTP-O1S-O2S | Base Product | InstaPATCH® Cu GigaSPEED X10D® U/UTP Riser Preterminated Copper Cable, single row standard density outlet to dual row standard density outlet, 8 links | CommScope® | GigaSPEED X10D® ¦ InstaPATCH® Cu |  | Copper trunk cable assembly
CBJJG | IP6A-24RUTP-PG2H-PG2H | Base Product | InstaPATCH® Cu GigaSPEED X10D® U/UTP Riser Preterminated Copper Cable, dual row high density RJ45 plug to dual row high density RJ45 plug, 24 links | CommScope® | GigaSPEED X10D® ¦ InstaPATCH® Cu |  | Copper trunk cable assembly
CBABD | IP6A-12RUTP-O1S-O2S | Base Product | InstaPATCH® Cu GigaSPEED X10D® U/UTP Riser Preterminated Copper Cable, single row standard density outlet to dual row standard density outlet, 12 links | CommScope® | GigaSPEED X10D® ¦ InstaPATCH® Cu |  | Copper trunk cable assembly
CBJNG | IP6A-24RUTP-PG2H-1100L | Base Product | InstaPATCH® Cu GigaSPEED X10D® U/UTP Riser Preterminated Copper Cable, dual row high density RJ45 plug to 1100 module, 24 links | CommScope® | GigaSPEED X10D® ¦ InstaPATCH® Cu |  | Copper trunk cable assembly
CBABG | IP6A-24RUTP-O1S-O2S | Base Product | InstaPATCH® Cu GigaSPEED X10D® U/UTP Riser Preterminated Copper Cable, single row standard density outlet to dual row standard density outlet, 24 links | CommScope® | GigaSPEED X10D® ¦ InstaPATCH® Cu |  | Copper trunk cable assembly
CBNXF | IP6A-18RUTP-1100L-BLUNT | Base Product | InstaPATCH® Cu GigaSPEED X10D® U/UTP Riser Preterminated Copper Cable, 1100 module to unterminated, 18 links | CommScope® | GigaSPEED X10D® ¦ InstaPATCH® Cu |  | Copper trunk cable assembly
CBGNG | IP6A-24RUTP-PG1S-1100L | Base Product | InstaPATCH® Cu GigaSPEED X10D® U/UTP Riser Preterminated Copper Cable, single row standard density RJ45 plug to 1100 module, 24 links | CommScope® | GigaSPEED X10D® ¦ InstaPATCH® Cu |  | Copper trunk cable assembly
CBJRG | IP6A-24RUTP-PG2H-1100E | Base Product | InstaPATCH® Cu GigaSPEED X10D® U/UTP Riser Preterminated Copper Cable, dual row high density RJ45 plug to 360 1100 Evolve module, 24 links | CommScope® | GigaSPEED X10D® ¦ InstaPATCH® Cu |  | Copper trunk cable assembly
CBAGG | IP6A-24RUTP-O1S-PG1S | Base Product | InstaPATCH® Cu GigaSPEED X10D® U/UTP Riser Preterminated Copper Cable, single row standard density outlet to single row standard density RJ45 plug, 24 links | CommScope® | GigaSPEED X10D® ¦ InstaPATCH® Cu |  | Copper trunk cable assembly
CBNXG | IP6A-24RUTP-1100L-BLUNT | Base Product | InstaPATCH® Cu GigaSPEED X10D® U/UTP Riser Preterminated Copper Cable, 1100 module to unterminated, 24 links | CommScope® | GigaSPEED X10D® ¦ InstaPATCH® Cu |  | Copper trunk cable assembly
CBNNB | IP6A-06RUTP-1100L-1100L | Base Product | InstaPATCH® Cu GigaSPEED X10D® U/UTP Riser Preterminated Copper Cable, 1100 module to 1100 module, 6 links | CommScope® | GigaSPEED X10D® ¦ InstaPATCH® Cu |  | Copper trunk cable assembly
CBRNB | IP6A-06RUTP-1100E-1100L | Base Product | InstaPATCH® Cu GigaSPEED X10D® U/UTP Riser Preterminated Copper Cable, 360 1100 Evolve module to 1100 module, 6 links | CommScope® | GigaSPEED X10D® ¦ InstaPATCH® Cu |  | Copper trunk cable assembly
CCAAB | IP6A-06LUTP-O1S-O1S | Base Product | InstaPATCH® Cu GigaSPEED X10D® U/UTP LSZH Preterminated Copper Cable, single row standard density outlet to single row standard density outlet, 6 links | CommScope® | GigaSPEED X10D® ¦ InstaPATCH® Cu |  | Copper trunk cable assembly
CBAHG | IP6A-24RUTP-O1S-PG2S | Base Product | InstaPATCH® Cu GigaSPEED X10D® U/UTP Riser Preterminated Copper Cable, dual row standard density outlet to single row standard density RJ45 plug, 24 links | CommScope® | GigaSPEED X10D® ¦ InstaPATCH® Cu |  | Copper trunk cable assembly
CBGRD | IP6A-12RUTP-PG1S-1100E | Base Product | InstaPATCH® Cu GigaSPEED X10D® U/UTP Riser Preterminated Copper Cable, single row standard density RJ45 plug to 360 1100 Evolve module, 12 links | CommScope® | GigaSPEED X10D® ¦ InstaPATCH® Cu |  | Copper trunk cable assembly
CBNRB | IP6A-06RUTP-1100L-1100E | Base Product | InstaPATCH® Cu GigaSPEED X10D® U/UTP Riser Preterminated Copper Cable, 1100 module to 360 1100 Evolve module, 6 links | CommScope® | GigaSPEED X10D® ¦ InstaPATCH® Cu |  | Copper trunk cable assembly
CCAJG | IP6A-24LUTP-O1S-PG2H | Base Product | InstaPATCH® Cu GigaSPEED X10D® U/UTP LSZH Preterminated Copper Cable, single row standard density outlet to dual row high density RJ45 plug, 24 links | CommScope® | GigaSPEED X10D® ¦ InstaPATCH® Cu |  | Copper trunk cable assembly
CCAAD | IP6A-12LUTP-O1S-O1S | Base Product | InstaPATCH® Cu GigaSPEED X10D® U/UTP LSZH Preterminated Copper Cable, single row standard density outlet to single row standard density outlet, 12 links | CommScope® | GigaSPEED X10D® ¦ InstaPATCH® Cu |  | Copper trunk cable assembly
CBRXB | IP6A-06RUTP-1100E-BLUNT | Base Product | InstaPATCH® Cu GigaSPEED X10D® U/UTP Riser Preterminated Copper Cable, 360 1100 Evolve module to unterminated, 6 links | CommScope® | GigaSPEED X10D® ¦ InstaPATCH® Cu |  | Copper trunk cable assembly
CBNRF | IP6A-18RUTP-1100L-1100E | Base Product | InstaPATCH® Cu GigaSPEED X10D® U/UTP Riser Preterminated Copper Cable, 1100 module to 360 1100 Evolve module, 18 links | CommScope® | GigaSPEED X10D® ¦ InstaPATCH® Cu |  | Copper trunk cable assembly
CCAXD | IP6A-12LUTP-O1S-BLUNT | Base Product | InstaPATCH® Cu GigaSPEED X10D® U/UTP LSZH Preterminated Copper Cable, single row standard density outlet to unterminated, 12 links | CommScope® | GigaSPEED X10D® ¦ InstaPATCH® Cu |  | Copper trunk cable assembly
CCAAG | IP6A-24LUTP-O1S-O1S | Base Product | InstaPATCH® Cu GigaSPEED X10D® U/UTP LSZH Preterminated Copper Cable, single row standard density outlet to single row standard density outlet, 24 links | CommScope® | GigaSPEED X10D® ¦ InstaPATCH® Cu |  | Copper trunk cable assembly
CCAXG | IP6A-24LUTP-O1S-BLUNT | Base Product | InstaPATCH® Cu GigaSPEED X10D® U/UTP LSZH Preterminated Copper Cable, single row standard density outlet to unterminated, 24 links | CommScope® | GigaSPEED X10D® ¦ InstaPATCH® Cu |  | Copper trunk cable assembly
CCASD | IP6A-12LUTP-O1S-1LK12 | Base Product | InstaPATCH® Cu GigaSPEED X10D® U/UTP LSZH Preterminated Copper Cable, single row standard density outlet to dual row OneLink 2x6, 12 links | CommScope® | GigaSPEED X10D® ¦ InstaPATCH® Cu |  | Copper trunk cable assembly
CBRXF | IP6A-18RUTP-1100E-BLUNT | Base Product | InstaPATCH® Cu GigaSPEED X10D® U/UTP Riser Preterminated Copper Cable, 360 1100 Evolve module to unterminated, 18 links | CommScope® | GigaSPEED X10D® ¦ InstaPATCH® Cu |  | Copper trunk cable assembly
CCBAB | IP6A-06LUTP-O2S-O1S | Base Product | InstaPATCH® Cu GigaSPEED X10D® U/UTP LSZH Preterminated Copper Cable, dual row standard density outlet to single row standard density outlet, 6 links | CommScope® | GigaSPEED X10D® ¦ InstaPATCH® Cu |  | Copper trunk cable assembly
CBCHG | IP6A-24RUTP-O2H-PG2S | Base Product | InstaPATCH® Cu GigaSPEED X10D® U/UTP Riser Preterminated Copper Cable, dual row high density outlet to dual row standard density RJ45 plug, 24 links | CommScope® | GigaSPEED X10D® ¦ InstaPATCH® Cu |  | Copper trunk cable assembly
CCABC | IP6A-08LUTP-O1S-O2S | Base Product | InstaPATCH® Cu GigaSPEED X10D® U/UTP LSZH Preterminated Copper Cable, single row standard density outlet to dual row standard density outlet, 8 links | CommScope® | GigaSPEED X10D® ¦ InstaPATCH® Cu |  | Copper trunk cable assembly
CCATE | IP6A-16LUTP-O1S-1LK08 | Base Product | InstaPATCH® Cu GigaSPEED X10D® U/UTP LSZH Preterminated Copper Cable, single row standard density outlet to dual row OneLink 2x4, 16 links | CommScope® | GigaSPEED X10D® ¦ InstaPATCH® Cu |  | Copper trunk cable assembly
CCBGG | IP6A-24LUTP-O2S-PLUG | Base Product | InstaPATCH® Cu GigaSPEED X10D® U/UTP LSZH Preterminated Copper Cable, dual row standard density outlet to RJ45, 24 links | CommScope® | GigaSPEED X10D® ¦ InstaPATCH® Cu |  | Copper trunk cable assembly
CCABG | IP6A-24LUTP-O1S-O2S | Base Product | InstaPATCH® Cu GigaSPEED X10D® U/UTP LSZH Preterminated Copper Cable, single row standard density outlet to dual row standard density outlet, 24 links | CommScope® | GigaSPEED X10D® ¦ InstaPATCH® Cu |  | Copper trunk cable assembly
CCAXB | IP6A-06LUTP-O1S-BLUNT | Base Product | InstaPATCH® Cu GigaSPEED X10D® U/UTP LSZH Preterminated Copper Cable, single row standard density outlet to unterminated, 6 links | CommScope® | GigaSPEED X10D® ¦ InstaPATCH® Cu |  | Copper trunk cable assembly
CCBXC | IP6A-08LUTP-O2S-BLUNT | Base Product | InstaPATCH® Cu GigaSPEED X10D® U/UTP LSZH Preterminated Copper Cable, dual row standard density outlet to unterminated, 8 links | CommScope® | GigaSPEED X10D® ¦ InstaPATCH® Cu |  | Copper trunk cable assembly
CCBJG | IP6A-24LUTP-O2S-PG2H | Base Product | InstaPATCH® Cu GigaSPEED X10D® U/UTP LSZH Preterminated Copper Cable, dual row standard density outlet to dual row high density RJ45 plug, 24 links | CommScope® | GigaSPEED X10D® ¦ InstaPATCH® Cu |  | Copper trunk cable assembly
CCAXC | IP6A-08LUTP-O1S-BLUNT | Base Product | InstaPATCH® Cu GigaSPEED X10D® U/UTP LSZH Preterminated Copper Cable, single row standard density outlet to unterminated, 8 links | CommScope® | GigaSPEED X10D® ¦ InstaPATCH® Cu |  | Copper trunk cable assembly
CCBXD | IP6A-12LUTP-O2S-BLUNT | Base Product | InstaPATCH® Cu GigaSPEED X10D® U/UTP LSZH Preterminated Copper Cable, dual row standard density outlet to unterminated, 12 links | CommScope® | GigaSPEED X10D® ¦ InstaPATCH® Cu |  | Copper trunk cable assembly
CCBBB | IP6A-06LUTP-O2S-O2S | Base Product | InstaPATCH® Cu GigaSPEED X10D® U/UTP LSZH Preterminated Copper Cable, dual row standard density outlet to dual row standard density outlet, 6 links | CommScope® | GigaSPEED X10D® ¦ InstaPATCH® Cu |  | Copper trunk cable assembly
CCBNB | IP6A-06LUTP-O2S-1100L | Base Product | InstaPATCH® Cu GigaSPEED X10D® U/UTP LSZH Preterminated Copper Cable, dual row standard density outlet to 1100 module, 6 links | CommScope® | GigaSPEED X10D® ¦ InstaPATCH® Cu |  | Copper trunk cable assembly
CCCJG | IP6A-24LUTP-O2H-PG2H | Base Product | InstaPATCH® Cu GigaSPEED X10D® U/UTP LSZH Preterminated Copper Cable, dual row high density outlet to dual row high density RJ45 plug, 24 links | CommScope® | GigaSPEED X10D® ¦ InstaPATCH® Cu |  | Copper trunk cable assembly
CBTXC | IP6A-08RUTP-1LK08-BLUNT | Base Product | InstaPATCH® Cu GigaSPEED X10D® U/UTP Riser Preterminated Copper Cable, dual row OneLink 2x4 to unterminated, 8 links | CommScope® | GigaSPEED X10D® ¦ InstaPATCH® Cu |  | Copper trunk cable assembly
CCCSD | IP6A-12LUTP-O2H-1LK12 | Base Product | InstaPATCH® Cu GigaSPEED X10D® U/UTP LSZH Preterminated Copper Cable, dual row high density outlet to dual row OneLink 2x6, 12 links | CommScope® | GigaSPEED X10D® ¦ InstaPATCH® Cu |  | Copper trunk cable assembly
CCCCB | IP6A-06LUTP-O2H-O2H | Base Product | InstaPATCH® Cu GigaSPEED X10D® U/UTP LSZH Preterminated Copper Cable, dual row high density outlet to dual row high density outlet, 6 links | CommScope® | GigaSPEED X10D® ¦ InstaPATCH® Cu |  | Copper trunk cable assembly
CCGRB | IP6A-06LUTP-PLUG-1100E | Base Product | InstaPATCH® Cu GigaSPEED X10D® U/UTP LSZH Preterminated Copper Cable, RJ45 to 360 1100 Evolve module, 6 links | CommScope® | GigaSPEED X10D® ¦ InstaPATCH® Cu |  | Copper trunk cable assembly
CCBBC | IP6A-08LUTP-O2S-O2S | Base Product | InstaPATCH® Cu GigaSPEED X10D® U/UTP LSZH Preterminated Copper Cable, dual row standard density outlet to dual row standard density outlet, 8 links | CommScope® | GigaSPEED X10D® ¦ InstaPATCH® Cu |  | Copper trunk cable assembly
CCCCD | IP6A-12LUTP-O2H-O2H | Base Product | InstaPATCH® Cu GigaSPEED X10D® U/UTP LSZH Preterminated Copper Cable, dual row high density outlet to dual row high density outlet, 12 links | CommScope® | GigaSPEED X10D® ¦ InstaPATCH® Cu |  | Copper trunk cable assembly
CCGRD | IP6A-12LUTP-PLUG-1100E | Base Product | InstaPATCH® Cu GigaSPEED X10D® U/UTP LSZH Preterminated Copper Cable, RJ45 to 360 1100 Evolve module, 12 links | CommScope® | GigaSPEED X10D® ¦ InstaPATCH® Cu |  | Copper trunk cable assembly
CCBSD | IP6A-12LUTP-O2S-1LK12 | Base Product | InstaPATCH® Cu GigaSPEED X10D® U/UTP LSZH Preterminated Copper Cable, dual row standard density outlet to dual row OneLink 2x6, 12 links | CommScope® | GigaSPEED X10D® ¦ InstaPATCH® Cu |  | Copper trunk cable assembly
CCGRG | IP6A-24LUTP-PG1S-1100E | Base Product | InstaPATCH® Cu GigaSPEED X10D® U/UTP LSZH Preterminated Copper Cable, single row standard density RJ45 plug to 360 1100 Evolve module, 24 links | CommScope® | GigaSPEED X10D® ¦ InstaPATCH® Cu |  | Copper trunk cable assembly
CCGGB | IP6A-06LUTP-PG1S-PG1S | Base Product | InstaPATCH® Cu GigaSPEED X10D® U/UTP LSZH Preterminated Copper Cable, single row standard density RJ45 plug to single row standard density RJ45 plug, 6 links | CommScope® | GigaSPEED X10D® ¦ InstaPATCH® Cu |  | Copper trunk cable assembly
CCCCG | IP6A-24LUTP-O2H-O2H | Base Product | InstaPATCH® Cu GigaSPEED X10D® U/UTP LSZH Preterminated Copper Cable, dual row high density outlet to dual row high density outlet, 24 links | CommScope® | GigaSPEED X10D® ¦ InstaPATCH® Cu |  | Copper trunk cable assembly
CCHHG | IP6A-24LUTP-PG2S-PG2S | Base Product | InstaPATCH® Cu GigaSPEED X10D® U/UTP LSZH Preterminated Copper Cable, dual row standard density RJ45 plug to dual row standard density RJ45 plug, 24 links | CommScope® | GigaSPEED X10D® ¦ InstaPATCH® Cu |  | Copper trunk cable assembly
CCGSD | IP6A-12LUTP-PLUG-1LK12 | Base Product | InstaPATCH® Cu GigaSPEED X10D® U/UTP LSZH Preterminated Copper Cable, RJ45 to dual row OneLink 2x6, 12 links | CommScope® | GigaSPEED X10D® ¦ InstaPATCH® Cu |  | Copper trunk cable assembly
CCBTC | IP6A-08LUTP-O2S-1LK08 | Base Product | InstaPATCH® Cu GigaSPEED X10D® U/UTP LSZH Preterminated Copper Cable, dual row standard density outlet to dual row OneLink 2x4, 8 links | CommScope® | GigaSPEED X10D® ¦ InstaPATCH® Cu |  | Copper trunk cable assembly
CCCGG | IP6A-24LUTP-O2H-PG1S | Base Product | InstaPATCH® Cu GigaSPEED X10D® U/UTP LSZH Preterminated Copper Cable, dual row high density outlet to single row standard density RJ45 plug, 24 links | CommScope® | GigaSPEED X10D® ¦ InstaPATCH® Cu |  | Copper trunk cable assembly
CBCJG | IP6A-24RUTP-O2H-PG2H | Base Product | InstaPATCH® Cu GigaSPEED X10D® U/UTP Riser Preterminated Copper Cable, dual row high density outlet to dual row high density RJ45 plug, 24 links | CommScope® | GigaSPEED X10D® ¦ InstaPATCH® Cu |  | Copper trunk cable assembly
CCCHG | IP6A-24LUTP-O2H-PG2S | Base Product | InstaPATCH® Cu GigaSPEED X10D® U/UTP LSZH Preterminated Copper Cable, dual row high density outlet to dual row standard density RJ45 plug, 24 links | CommScope® | GigaSPEED X10D® ¦ InstaPATCH® Cu |  | Copper trunk cable assembly
CCJXG | IP6A-24LUTP-PG2H-BLUNT | Base Product | InstaPATCH® Cu GigaSPEED X10D® U/UTP LSZH Preterminated Copper Cable, dual row high density RJ45 plug to unterminated, 24 links | CommScope® | GigaSPEED X10D® ¦ InstaPATCH® Cu |  | Copper trunk cable assembly
CCBTE | IP6A-16LUTP-O2S-1LK08 | Base Product | InstaPATCH® Cu GigaSPEED X10D® U/UTP LSZH Preterminated Copper Cable, dual row standard density outlet to dual row OneLink 2x4, 16 links | CommScope® | GigaSPEED X10D® ¦ InstaPATCH® Cu |  | Copper trunk cable assembly
CCHND | IP6A-12LUTP-PG2S-1100L | Base Product | InstaPATCH® Cu GigaSPEED X10D® U/UTP LSZH Preterminated Copper Cable, dual row standard density RJ45 plug to 1100 module, 12 links | CommScope® | GigaSPEED X10D® ¦ InstaPATCH® Cu |  | Copper trunk cable assembly
CCGXA | IP6A-04LUTP-PG1S-BLUNT | Base Product | InstaPATCH® Cu GigaSPEED X10D® U/UTP LSZH Preterminated Copper Cable, single row standard density RJ45 plug to unterminated, 4 links | CommScope® | GigaSPEED X10D® ¦ InstaPATCH® Cu |  | Copper trunk cable assembly
760240767 | 3091B-B WHT 4/23 W1000 | Variant of 3091B | GigaSPEED X10D® 3091B-B ETL Verified Category 6A U/UTP Cable, white jacket, 4 pair count, 1000 ft (305 m) length, WE TOTE® box | SYSTIMAX® | GigaSPEED X10D® |  | Twisted pair cable
760240844 | 3091B-B BLU C6A 4/23 U/UTP W1000 | Variant of 3091B | GigaSPEED X10D® 3091B-B ETL Verified Category 6A U/UTP Cable, blue jacket, 4 pair count, 1000 ft (305 m) length, WE TOTE® box | SYSTIMAX® | GigaSPEED X10D® |  | Twisted pair cable
760250045 | ECO MGS600-WH-24 | Variant of MGS600 | GigaSPEED X10D® M-Series Modular Jack, RJ45, Cat6A Unshielded, White (24 ea/pkg) | SYSTIMAX® | GigaSPEED X10D® | MGS600 | Modular jack
760250046 | ECO MGS600-BK-24 | Variant of MGS600 | GigaSPEED X10D® M-Series Modular Jack, RJ45, Cat6A Unshielded, Black (24 ea/pkg) | SYSTIMAX® | GigaSPEED X10D® | MGS600 | Modular jack
760250047 | ECO MGS600-BL-24 | Variant of MGS600 | GigaSPEED X10D® M-Series Modular Jack, RJ45, Cat6A Unshielded, Blue (24 ea/pkg) | SYSTIMAX® | GigaSPEED X10D® | MGS600 | Modular jack
760250048 | ECO MGS600-IV-24 | Variant of MGS600 | GigaSPEED X10D® M-Series Modular Jack, RJ45, Cat6A Unshielded, Ivory (24 ea/pkg) | SYSTIMAX® | GigaSPEED X10D® | MGS600 | Modular jack
760250040 | ECO HGS620-24 | Variant of HGS620 | GigaSPEED X10D® HGS-Series Modular Jack, RJ45, Cat6A, Shielded, Silver (24 ea/pkg) | SYSTIMAX® | GigaSPEED X10D® | HGS620 | Modular jack |  | Discontinued
760239466 | 3291B-C WHT C6A 4/23 F/UTP R3000 | Variant of 3291B | GigaSPEED X10D® 3291B-C Category 6A F/UTP Cable, low smoke zero halogen, white jacket, 4 pair count, 3000 ft (914 m) length, reel | SYSTIMAX® | GigaSPEED X10D® |  | Twisted pair cable |  | Discontinued
760244968 | 3091B-B WHT 4/23 R3000 | Variant of 3091B | GigaSPEED X10D® 3091B-B ETL Verified Category 6A U/UTP Cable, white jacket, 4 pair count, 3000 ft (914 m) length, reel | SYSTIMAX® | GigaSPEED X10D® |  | Twisted pair cable
UTG760251780 | 1091B-UTG WH C6A 4/23 U/UTP W1000 ANATEL | Variant of 1091B-UTG | GigaSPEED X10D® 1091B-UTG ETL Verified Category 6A U/UTP Cable, white jacket, 4 pair count, 1000 ft (305 m) length, WE TOTE® box ANATEL | SYSTIMAX® | GigaSPEED X10D® |  | Twisted pair cable
760258299 | MGS600S-BK-24 | Variant of MGS600S | GigaSHIELD X10D® M-Series Modular Jack, RJ45, Cat6A Shielded, Black (24 ea/pkg) | SYSTIMAX® | GigaSPEED X10D® | MGS600S | Modular jack
760258305 | MGS600S-BL-24 | Variant of MGS600S | GigaSHIELD X10D® M-Series Modular Jack, RJ45, Cat6A Shielded, Blue (24 ea/pkg) | SYSTIMAX® | GigaSPEED X10D® | MGS600S | Modular jack
BPCSSX2 |  | Base Product | GigaSPEED X10D® 360GS10E Solid Cordage Modular Patch Cord (Pack of 10) | SYSTIMAX® | GigaSPEED X10D® | BPC | Twisted pair patch cord
CA111H2 |  | Base Product | GigaSPEED X10D® G10SP on S/FTP Cordage, S/FTP Modular Patch Cord | SYSTIMAX® | GigaSPEED X10D® | CA | Twisted pair patch cord
CA184T2 |  | Base Product | GigaSPEED X10D® G10FP to Blunt, Class B2ca, F/FTP | SYSTIMAX® | GigaSPEED X10D® | CA | Twisted pair patch cord
CA188T2 |  | Base Product | GigaSPEED X10D® G10FP to G10FP, Class B2ca, F/FTP | SYSTIMAX® | GigaSPEED X10D® | CA | Twisted pair patch cord
CA1G572 |  | Base Product | GigaSPEED X10D® G10FP to HGS620 on 3295 Solid Low Smoke Zero Halogen Cordage F/UTP Zone Extension Cord | SYSTIMAX® | GigaSPEED X10D® | CA | Twisted pair patch cord |  | Discontinued
CPPSSZ2 |  | Base Product | GigaSPEED X10D® 360GS10E Solid Low Smoke Zero Halogen Cordage Modular Patch Cord, Eco-Packaging | SYSTIMAX® | GigaSPEED X10D® | CPP | Twisted pair patch cord
CA1G772 |  | Base Product | GigaSPEED X10D® G10FP to M-series HGS620 on 3295 Solid Low Smoke Zero Halogen Cordage F/UTP Zone Extension Cord | SYSTIMAX® | GigaSPEED X10D® | CA | Twisted pair patch cord
CO199K2 |  | Base Product | MiNo6A Cat 6A U/UTP Reduced Diameter RJ45 Patch Cord, LS-CM Dual Rated | CommScope® |  | CO ¦ CON ¦ UTG | Twisted pair patch cord
CPCFSZ2 |  | Base Product | GigaSPEED X10D® VisiPatch® 360 to 360GS10E 4-pair Low Smoke Zero Halogen Solid Hybrid Patch Cord T | SYSTIMAX® | GigaSPEED X10D® ¦ VisiPatch 360® | CPC | Twisted pair patch cord
CPCS4X2 |  | Base Product | GigaSPEED X10D® Cat 6A 360GS10E Single End Solid Cordage Modular Patch Cord | SYSTIMAX® | GigaSPEED X10D® | CON ¦ CPC ¦ UTG | Twisted pair patch cord
CPCSSM2 |  | Base Product | GigaSPEED X10D® 360GS10E 23-AWG Patch Cable | SYSTIMAX® | GigaSPEED X10D® | CPC | Twisted pair patch cord
CPCSSO2 |  | Base Product | GigaSPEED X10D® 360GS10E 23-AWG Plenum Patch Cable | SYSTIMAX® | GigaSPEED X10D® | CPC | Twisted pair patch cord
CPCSSY2 |  | Base Product | GigaSPEED X10D® Cat 6A 360GS10E Solid Plenum Cordage Modular Patch Cord | SYSTIMAX® | GigaSPEED X10D® | CON ¦ CPC ¦ UTG | Twisted pair patch cord
CPCSSY5 |  | Base Product | GigaSPEED X10D® 360GS10E 1/10GBASE-T MDI-X Crossover Solid Plenum Cordage Modular Patch Cord | SYSTIMAX® | GigaSPEED X10D® | CPC | Twisted pair patch cord
CPCSSZ3 |  | Base Product | GigaSPEED X10D® 360GS10E 10/100BASE-T 2X3 & 1X4 Crossover Solid Low Smoke Zero Halogen Cordage Modular Patch Cord | SYSTIMAX® | GigaSPEED X10D® | CPC | Twisted pair patch cord
CPCSSZ5 |  | Base Product | GigaSPEED X10D® 360GS10E 1/10GBASE-T MDI-X Crossover Solid Low Smoke Zero Halogen Cordage Modular Patch Cord | SYSTIMAX® | GigaSPEED X10D® | CPC | Twisted pair patch cord
CPCTSX2 |  | Base Product | GigaSPEED X10D® 360GS10E Ruggedized Plug, Domed Strain Relief to 360GS10E, Modular Patch Cord | SYSTIMAX® | GigaSPEED X10D® | CPC | Twisted pair patch cord
CPCTTX2 |  | Base Product | GigaSPEED X10D® 360GS10E Ruggedized Plug, Domed Strain Relief, Modular Patch Cord | SYSTIMAX® | GigaSPEED X10D® | CPC | Twisted pair patch cord
CPCUUM2 |  | Base Product | GigaSPEED X10D® MGS600 to MGS600 on 1091B Cable Pre-terminated Cord | SYSTIMAX® | GigaSPEED X10D® | CPC | Twisted pair patch cord
CPCUUO2 |  | Base Product | GigaSPEED X10D® MGS600 to MGS600 on 2091B Plenum Cable Pre-terminated Cord | SYSTIMAX® | GigaSPEED X10D® | CPC | Twisted pair patch cord
CPCUUW2 |  | Base Product | GigaSPEED X10D® MGS600 to MGS600 on 3091B Low Smoke Zero Halogen Cable Pre-terminated Cord | SYSTIMAX® | GigaSPEED X10D® | CPC | Twisted pair patch cord
CPCWTX2 |  | Base Product | GigaSPEED X10D® 360GS10E Ruggedized Plug, Coiled Domed Relief, Modular Patch Cord | SYSTIMAX® | GigaSPEED X10D® | CPC | Twisted pair patch cord
CPCXXJ2 |  | Base Product | GigaSPEED X10D® G10FP Ruggedized Plug, Coiled Strain Relief, Modular Patch Cord | SYSTIMAX® | GigaSPEED X10D® | CPC | Twisted pair patch cord
CPCYGJ2 |  | Base Product | GigaSPEED X10D® G10FP Ruggedized Plug, Domed Strain Relief to G10FP, Modular Patch Cord | SYSTIMAX® | GigaSPEED X10D® | CPC | Twisted pair patch cord
760258522 |  | Variant of 3291B | GigaSPEED X10D® 3291B-B Category 6A F/UTP Cable, low smoke zero halogen, white jacket, 4 pair count, 3000 ft (915 m) length, reel | SYSTIMAX® | GigaSPEED X10D® |  | Twisted pair cable
760237625 | 3091B-C SLT 4/23 R1000 | Variant of 3091B | GigaSPEED X10D® 3091B-C ETL Verified Category 6A U/UTP Cable, slate jacket, 4 pair count, 1000 ft (305 m) length, reel | SYSTIMAX® | GigaSPEED X10D® |  | Twisted pair cable |  | Discontinued
760237886 | 3291B-B WHT C6A 4/23 F/UTP R1000 | Variant of 3291B | GigaSPEED X10D® 3291B-B Category 6A F/UTP Cable, low smoke zero halogen, white jacket, 4 pair count, 1000 ft (305 m) length, reel | SYSTIMAX® | GigaSPEED X10D® |  | Twisted pair cable
760237884 | 3091B-B WHT 4/23 R1000 | Variant of 3091B | GigaSPEED X10D® 3091B-B ETL Verified Category 6A U/UTP Cable, white jacket, 4 pair count, 1000 ft (305 m) length, reel | SYSTIMAX® | GigaSPEED X10D® |  | Twisted pair cable
760166082 | 2091B LBL C6A 4/23 U/UTP R1000 | Variant of 2091B | GigaSPEED X10D® 2091B ETL Verified Category 6A U/UTP Cable, light blue jacket, 4 pair count, 1000 ft (305 m) length, reel | SYSTIMAX® | GigaSPEED X10D® |  | Twisted pair cable
760166090 | 2091B LBL C6A 4/23 U/UTP R3000 | Variant of 2091B | GigaSPEED X10D® 2091B ETL Verified Category 6A U/UTP Cable, light blue jacket, 4 pair count, 3000 ft (914 m) length, reel | SYSTIMAX® | GigaSPEED X10D® |  | Twisted pair cable
760171017 | 2291B RED C6A 4/23 F/UTP R1000 | Variant of 2291B | GigaSPEED X10D® 2291B ETL Verified Category 6A F/UTP Cable, plenum, red jacket, 4 pair count, 1000 ft (305 m) length, reel | SYSTIMAX® | GigaSPEED X10D® |  | Twisted pair cable
760179564 | 1291B BLU C6A 4/23 F/UTP R3000 | Variant of 1291B | GigaSPEED X10D® 1291B ETL Verified Category 6A F/UTP Cable, non-plenum, blue jacket, 4 pair count, 3000 ft (914 m) length, reel | SYSTIMAX® | GigaSPEED X10D® |  | Twisted pair cable
760182181 | MGS600-BR | Variant of MGS600 | GigaSPEED X10D® M-Series Modular Jack, RJ45, Cat6A Unshielded, Brown | SYSTIMAX® | GigaSPEED X10D® | MGS600 | Modular jack
760259906 | MGS600S-GN-24 | Variant of MGS600S | GigaSHIELD X10D® M-Series Modular Jack, RJ45, Cat6A Shielded, Green (24 ea/pkg) | SYSTIMAX® | GigaSPEED X10D® | MGS600S | Modular jack
760253361 | 3091B-B BLU 4/23 R3000 | Variant of 3091B | GigaSPEED X10D® 3091B-B ETL Verified Category 6A U/UTP Cable, blue jacket, 4 pair count, 3000 ft (914 m) length, reel | SYSTIMAX® | GigaSPEED X10D® |  | Twisted pair cable
CYCCG | IP6ASD-24RUTP-O2H-O2H | Base Product | InstaPATCH® Cu GigaSPEED X10D® U/UTP SD Riser Preterminated Copper Cable, dual row high density outlet to dual row standard density outlet, 24 links | CommScope® | GigaSPEED X10D® ¦ InstaPATCH® Cu |  | Copper trunk cable assembly
760252397 | ECO MGS600-OR-24 | Variant of MGS600 | GigaSPEED X10D® M-Series Modular Jack, RJ45, Cat6A Unshielded, Orange (24 ea/pkg) | SYSTIMAX® | GigaSPEED X10D® | MGS600 | Modular jack
760257685 | 2091SDB BLU C6A 4/23 U/UTP W1000 | Variant of 2091SDB | GigaSPEED X10D® 2091SDB ETL verified Category 6A U/UTP Cable, plenum, blue jacket, 4 pair count, 1000 ft (305 m) length, We-Tote Box | SYSTIMAX® | GigaSPEED X10D® |  | Twisted pair cable
760257687 | 2091SDB SLT C6A 4/23 U/UTP W1000 | Variant of 2091SDB | GigaSPEED X10D® 2091SDB ETL Verified Category 6A U/UTP Cable, plenum, slate jacket, 4 pair count, 1000 ft (305 m) length, We-Tote Box | SYSTIMAX® | GigaSPEED X10D® |  | Twisted pair cable
2091SDB |  | Base Product | GigaSPEED X10D® 2091SDB ETL Verified Category 6A U/UTP Cable | SYSTIMAX® | GigaSPEED X10D® |  | Twisted pair cable
1091L |  | Base Product | GigaSPEED X10D® 1091B ETL Verified Category 6A U/UTP Cable | SYSTIMAX® | GigaSPEED X10D® |  | Twisted pair cable
UTG760245119 | 2091B-UTG ORG C6A 4/23 U/UTP W1000 | Variant of 2091B-UTG | GigaSPEED X10D® 2091B-UTG ETL Verified Category 6A U/UTP Cable, orange jacket, 4 pair count, 1000 ft (305 m) length, WE TOTE® box | SYSTIMAX® | GigaSPEED X10D® |  | Twisted pair cable
UTG760245111 | 2091B-UTG BLU C6A 4/23 U/UTP R2000 (SL) | Variant of 2091B-UTG | GigaSPEED X10D® 2091B-UTG ETL Verified Category 6A U/UTP Cable, blue jacket, 4 pair count, 2000 ft (610 m) length, reel | SYSTIMAX® | GigaSPEED X10D® |  | Twisted pair cable
UTG760245130 | 2091B-UTG WHT C6A 4/23 U/UTP W1000 | Variant of 2091B-UTG | GigaSPEED X10D® 2091B-UTG ETL Verified Category 6A U/UTP Cable, white jacket, 4 pair count, 1000 ft (305 m) length, WE TOTE® box | SYSTIMAX® | GigaSPEED X10D® |  | Twisted pair cable
UTG760245121 | 2091B-UTG PNK C6A 4/23 U/UTP W1000 | Variant of 2091B-UTG | GigaSPEED X10D® 2091B-UTG ETL Verified Category 6A U/UTP Cable, pink jacket, 4 pair count, 1000 ft (305 m) length, WE TOTE® box | SYSTIMAX® | GigaSPEED X10D® |  | Twisted pair cable
UTG760245113 | 2091B-UTG BLU C6A 4/23 U/UTP W1000 | Variant of 2091B-UTG | GigaSPEED X10D® 2091B-UTG ETL Verified Category 6A U/UTP Cable, blue jacket, 4 pair count, 1000 ft (305 m) length, WE TOTE® box | SYSTIMAX® | GigaSPEED X10D® |  | Twisted pair cable
UTG760245114 | 2091B-UTG GRN C6A 4/23 U/UTP R1000 | Variant of 2091B-UTG | GigaSPEED X10D® 2091B-UTG ETL Verified Category 6A U/UTP Cable, green jacket, 4 pair count, 1000 ft (305 m) length, reel | SYSTIMAX® | GigaSPEED X10D® |  | Twisted pair cable
UTG760245132 | 2091B-UTG YEL C6A 4/23 U/UTP R1000 | Variant of 2091B-UTG | GigaSPEED X10D® 2091B-UTG ETL Verified Category 6A U/UTP Cable, yellow jacket, 4 pair count, 1000 ft (305 m) length, reel | SYSTIMAX® | GigaSPEED X10D® |  | Twisted pair cable
UTG760245115 | 2091B-UTG GRN C6A 4/23 U/UTP R3000 | Variant of 2091B-UTG | GigaSPEED X10D® 2091B-UTG ETL Verified Category 6A U/UTP Cable, green jacket, 4 pair count, 3000 ft (915 m) length, reel | SYSTIMAX® | GigaSPEED X10D® |  | Twisted pair cable
UTG760245133 | 2091B-UTG YEL C6A 4/23 U/UTP R3000 | Variant of 2091B-UTG | GigaSPEED X10D® 2091B-UTG ETL Verified Category 6A U/UTP Cable, yellow jacket, 4 pair count, 3000 ft (914 m) length, reel | SYSTIMAX® | GigaSPEED X10D® |  | Twisted pair cable
UTG760245117 | 2091B-UTG LBL C6A 4/23 U/UTP W1000 | Variant of 2091B-UTG | GigaSPEED X10D® 2091B-UTG ETL Verified Category 6A U/UTP Cable, light blue jacket, 4 pair count, 1000 ft (305 m) length, WE TOTE® box | SYSTIMAX® | GigaSPEED X10D® |  | Twisted pair cable
UTG760245125 | 2091B-UTG SLT C6A 4/23 U/UTP R1000 | Variant of 2091B-UTG | GigaSPEED X10D® 2091B-UTG ETL Verified Category 6A U/UTP Cable, slate jacket, 4 pair count, 1000 ft (305 m) length, reel | SYSTIMAX® | GigaSPEED X10D® |  | Twisted pair cable
UTG760245118 | 2091B-UTG ORG C6A 4/23 U/UTP R1000 | Variant of 2091B-UTG | GigaSPEED X10D® 2091B-UTG ETL Verified Category 6A U/UTP Cable, orange jacket, 4 pair count, 1000 ft (305 m) length, reel | SYSTIMAX® | GigaSPEED X10D® |  | Twisted pair cable
UTG760245126 | 2091B-UTG SLT C6A 4/23 U/UTP R3000 | Variant of 2091B-UTG | GigaSPEED X10D® 2091B-UTG ETL Verified Category 6A U/UTP Cable, slate jacket, 4 pair count, 3000 ft (914 m) length, reel | SYSTIMAX® | GigaSPEED X10D® |  | Twisted pair cable
CSAAD | IP6A-12BUTP-O1S-O1S | Base Product | InstaPATCH® Cu GigaSPEED X10D® U/UTP LSZH Class B2ca Preterminated Copper Cable, single row standard density outlet to single row standard density outlet, 12 links | CommScope® | GigaSPEED XL® ¦ InstaPATCH® Cu |  | Copper trunk cable assembly
CYBBB | IP6ASD-06RUTP-O2S-O2S | Base Product | InstaPATCH® Cu GigaSPEED X10D® U/UTP Riser Preterminated Copper Cable, dual row standard density outlet to dual row standard density outlet, 6 links | CommScope® | GigaSPEED X10D® ¦ InstaPATCH® Cu |  | Copper trunk cable assembly
CPCFFV2 |  | Base Product | GigaSPEED X10D® VisiPatch® 360 to VisiPatch® 360 4 Pair Solid Patch Cord, Small Diameter, LS-CM Dual Rated | SYSTIMAX® | GigaSPEED X10D® ¦ VisiPatch 360® | CPC | Twisted pair patch cord
CTKJB | IP6A-06BFTP-MGS600S-PG2H | Base Product | InstaPATCH® Cu GigaSPEED X10D® F/FTP LSZH Class B2ca Preterminated Copper Cable, single row standard density outlet to dual row high density RJ45 plug, 6 links | CommScope® | GigaSPEED X10D® ¦ InstaPATCH® Cu |  | Copper trunk cable assembly
CTKKD | IP6A-12BFTP-MGS600S-MGS600S | Base Product | InstaPATCH® Cu GigaSPEED X10D® F/FTP LSZH Class B2ca Preterminated Copper Cable, single row standard density outlet to single row standard density outlet, 12 links | CommScope® | GigaSPEED X10D® ¦ InstaPATCH® Cu |  | Copper trunk cable assembly
CFKSD | IP6A-12LFTP-MGS600S-1LK12 | Base Product | InstaPATCH® Cu GigaSPEED X10D® F/UTP LSZH Preterminated Copper Cable, single row standard density outlet to dual row OneLink 2x6, 12 links | CommScope® | GigaSPEED X10D® ¦ InstaPATCH® Cu |  | Copper trunk cable assembly
CFKXD | IP6A-12LFTP-MGS600S-BLUNT | Base Product | InstaPATCH® Cu GigaSPEED X10D® F/UTP LSZH Preterminated Copper Cable, single row standard density outlet to unterminated, 12 links | CommScope® | GigaSPEED X10D® ¦ InstaPATCH® Cu |  | Copper trunk cable assembly
CFKJB | IP6A-06LFTP-MGS600S-PG2H | Base Product | InstaPATCH® Cu GigaSPEED X10D® F/UTP LSZH Preterminated Copper Cable, single row standard density outlet to dual row high density RJ45 plug, 6 links | CommScope® | GigaSPEED X10D® ¦ InstaPATCH® Cu |  | Copper trunk cable assembly
CFKGG | IP6A-24LFTP-MGS600S-PG1S | Base Product | InstaPATCH® Cu GigaSPEED X10D® F/UTP LSZH Preterminated Copper Cable, single row standard density outlet to single row standard density RJ45 plug, 24 links | CommScope® | GigaSPEED X10D® ¦ InstaPATCH® Cu |  | Copper trunk cable assembly
CFKGD | IP6A-12LFTP-MGS600S-PG1S | Base Product | InstaPATCH® Cu GigaSPEED X10D® F/UTP LSZH Preterminated Copper Cable, single row standard density outlet to single row standard density RJ45 plug, 12 links | CommScope® | GigaSPEED X10D® ¦ InstaPATCH® Cu |  | Copper trunk cable assembly
CFKKD | IP6A-12LFTP-MGS600S-MGS600S | Base Product | InstaPATCH® Cu GigaSPEED X10D® F/UTP LSZH Preterminated Copper Cable, single row standard density outlet to single row standard density outlet, 12 links | CommScope® | GigaSPEED X10D® ¦ InstaPATCH® Cu |  | Copper trunk cable assembly
CFKKB | IP6A-06LFTP-MGS600S-MGS600S | Base Product | InstaPATCH® Cu GigaSPEED X10D® F/UTP LSZH Preterminated Copper Cable, single row standard density outlet to single row standard density outlet, 6 links | CommScope® | GigaSPEED X10D® ¦ InstaPATCH® Cu |  | Copper trunk cable assembly
CFKKG | IP6A-24LFTP-MGS600S-MGS600S | Base Product | InstaPATCH® Cu GigaSPEED X10D® F/UTP LSZH Preterminated Copper Cable, single row standard density outlet to single row standard density outlet, 24 links | CommScope® | GigaSPEED X10D® ¦ InstaPATCH® Cu |  | Copper trunk cable assembly
CEKGG | IP6A-24RFTP-MGS600S-PG1S | Base Product | InstaPATCH® Cu GigaSPEED X10D® F/UTP Riser Preterminated Copper Cable, single row standard density outlet to single row standard density RJ45 plug, 24 links | CommScope® | GigaSPEED X10D® ¦ InstaPATCH® Cu |  | Copper trunk cable assembly
CDKKG | IP6A-24PFTP-MGS600S-MGS600S | Base Product | InstaPATCH® Cu GigaSPEED X10D® F/UTP Plenum Preterminated Copper Cable, single row standard density outlet to single row standard density outlet, 24 links | CommScope® | GigaSPEED X10D® ¦ InstaPATCH® Cu |  | Copper trunk cable assembly
CDKKD | IP6A-12PFTP-MGS600S-MGS600S | Base Product | InstaPATCH® Cu GigaSPEED X10D® F/UTP Plenum Preterminated Copper Cable, single row standard density outlet to single row standard density outlet, 12 links | CommScope® | GigaSPEED X10D® ¦ InstaPATCH® Cu |  | Copper trunk cable assembly
760259757 | 2091SDB YEL C6A 4/23 U/UTP W1000 | Variant of 2091SDB | GigaSPEED X10D® 2091SDB ETL verified Category 6A U/UTP Cable, plenum, yellow jacket, 4 pair count, 1000 ft (305 m) length, We-Tote Box | SYSTIMAX® | GigaSPEED X10D® |  | Twisted pair cable
UTG760259399 | 3091B-B-UTG WHT C6A 4/23 U/UTP W1000 | Variant of 3091B-UTG | GigaSPEED X10D® 3091B-B-UTG ETL Verified Category 6A U/UTP Cable, white jacket, 4 pair count, 1000 ft (305 m) length, WE TOTE® box | SYSTIMAX® | GigaSPEED X10D® |  | Twisted pair cable
760105833 | 1091B BLU C6A 4/23 U/UTP R3000 | Variant of 1091B | GigaSPEED X10D® 1091B ETL Verified Category 6A U/UTP Cable, blue jacket, 4 pair count, 3000 ft (914 m) length, reel | SYSTIMAX® | GigaSPEED X10D® |  | Twisted pair cable
760105742 | 1091B BLK C6A 4/23 U/UTP R1000 | Variant of 1091B | GigaSPEED X10D® 1091B ETL Verified Category 6A U/UTP Cable, black jacket, 4 pair count, 1000 ft (305 m) length, reel | SYSTIMAX® | GigaSPEED X10D® |  | Twisted pair cable
760105759 | 1091B BLU C6A 4/23 U/UTP R1000 | Variant of 1091B | GigaSPEED X10D® 1091B ETL Verified Category 6A U/UTP Cable, blue jacket, 4 pair count, 1000 ft (305 m) length, reel | SYSTIMAX® | GigaSPEED X10D® |  | Twisted pair cable
760105858 | 1091B SLT C6A 4/23 U/UTP R3000 | Variant of 1091B | GigaSPEED X10D® 1091B ETL Verified Category 6A U/UTP Cable, slate jacket, 4 pair count, 3000 ft (914 m) length, reel | SYSTIMAX® | GigaSPEED X10D® |  | Twisted pair cable
760105767 | 1091B LBL C6A 4/23 U/UTP R1000 | Variant of 1091B | GigaSPEED X10D® 1091B ETL Verified Category 6A U/UTP Cable, light blue jacket, 4 pair count, 1000 ft (305 m) length, reel | SYSTIMAX® | GigaSPEED X10D® |  | Twisted pair cable
760105338 | 2091B BLU C6A 4/23 U/UTP R1000 | Variant of 2091B | GigaSPEED X10D® 2091B ETL Verified Category 6A U/UTP Cable, blue jacket, 4 pair count, 1000 ft (305 m) length, reel | SYSTIMAX® | GigaSPEED X10D® |  | Twisted pair cable
760106047 | 3091B SLT C6A 4/23 U/UTP R1000 | Variant of 3091B | GigaSPEED X10D® 3091B ETL Verified Category 6A U/UTP Cable, slate jacket, 4 pair count, 1000 ft (305 m) length, reel | SYSTIMAX® | GigaSPEED X10D® |  | Twisted pair cable
760105783 | 1091B ORG C6A 4/23 U/UTP R1000 | Variant of 1091B | GigaSPEED X10D® 1091B ETL Verified Category 6A U/UTP Cable, orange jacket, 4 pair count, 1000 ft (305 m) length, reel | SYSTIMAX® | GigaSPEED X10D® |  | Twisted pair cable
760106054 | 3091B WHT C6A 4/23 U/UTP R3000 | Variant of 3091B | GigaSPEED X10D® 3091B ETL Verified Category 6A U/UTP Cable, white jacket, 4 pair count, 3000 ft (914 m) length, reel | SYSTIMAX® | GigaSPEED X10D® |  | Twisted pair cable
760107078 | 1091B SLT C6A 4/23 U/UTP W1000 | Variant of 1091B | GigaSPEED X10D® 1091B ETL Verified Category 6A U/UTP Cable, slate jacket, 4 pair count, 1000 ft (305 m) length, WE TOTE® box | SYSTIMAX® | GigaSPEED X10D® |  | Twisted pair cable
760105957 | 2091B YEL C6A 4/23 U/UTP R1000 | Variant of 2091B | GigaSPEED X10D® 2091B ETL Verified Category 6A U/UTP Cable, yellow jacket, 4 pair count, 1000 ft (305 m) length, reel | SYSTIMAX® | GigaSPEED X10D® |  | Twisted pair cable
760105791 | 1091B RED C6A 4/23 U/UTP R1000 | Variant of 1091B | GigaSPEED X10D® 1091B ETL Verified Category 6A U/UTP Cable, red jacket, 4 pair count, 1000 ft (305 m) length, reel | SYSTIMAX® | GigaSPEED X10D® |  | Twisted pair cable
760106062 | 3091B BLU C6A 4/23 U/UTP R3000 | Variant of 3091B | GigaSPEED X10D® 3091B ETL Verified Category 6A U/UTP Cable, blue jacket, 4 pair count, 3000 ft (914 m) length, reel | SYSTIMAX® | GigaSPEED X10D® |  | Twisted pair cable
760105890 | 2091B GRN C6A 4/23 U/UTP R1000 | Variant of 2091B | GigaSPEED X10D® 2091B ETL Verified Category 6A U/UTP Cable, green jacket, 4 pair count, 1000 ft (305 m) length, reel | SYSTIMAX® | GigaSPEED X10D® |  | Twisted pair cable
760105817 | 1091B WHT C6A 4/23 U/UTP R1000 | Variant of 1091B | GigaSPEED X10D® 1091B ETL Verified Category 6A U/UTP Cable, white jacket, 4 pair count, 1000 ft (305 m) length, reel | SYSTIMAX® | GigaSPEED X10D® |  | Twisted pair cable
760105965 | 2091B BLU C6A 4/23 U/UTP R3000 | Variant of 2091B | GigaSPEED X10D® 2091B ETL Verified Category 6A U/UTP Cable, blue jacket, 4 pair count, 3000 ft (914 m) length, reel | SYSTIMAX® | GigaSPEED X10D® |  | Twisted pair cable
760105908 | 2091B ORG C6A 4/23 U/UTP R1000 | Variant of 2091B | GigaSPEED X10D® 2091B ETL Verified Category 6A U/UTP Cable, orange jacket, 4 pair count, 1000 ft (305 m) length, reel | SYSTIMAX® | GigaSPEED X10D® |  | Twisted pair cable
760107102 | 1091B LBL C6A 4/23 U/UTP W1000 | Variant of 1091B | GigaSPEED X10D® 1091B ETL Verified Category 6A U/UTP Cable, light blue jacket, 4 pair count, 1000 ft (305 m) length, WE TOTE® box | SYSTIMAX® | GigaSPEED X10D® |  | Twisted pair cable
760105924 | 2091B RED C6A 4/23 U/UTP R1000 | Variant of 2091B | GigaSPEED X10D® 2091B ETL Verified Category 6A U/UTP Cable, red jacket, 4 pair count, 1000 ft (305 m) length, reel | SYSTIMAX® | GigaSPEED X10D® |  | Twisted pair cable
760107201 | 2091B BLU C6A 4/23 U/UTP W1000 | Variant of 2091B | GigaSPEED X10D® 2091B ETL Verified Category 6A U/UTP Cable, blue jacket, 4 pair count, 1000 ft (305 m) length, WE TOTE® box | SYSTIMAX® | GigaSPEED X10D® |  | Twisted pair cable
760107318 | 3091B WHT C6A 4/23 U/UTP W1000 | Variant of 3091B | GigaSPEED X10D® 3091B ETL Verified Category 6A U/UTP Cable, white jacket, 4 pair count, 1000 ft (305 m) length, WE TOTE® box | SYSTIMAX® | GigaSPEED X10D® |  | Twisted pair cable
760107144 | 1091B WHT C6A 4/23 U/UTP W1000 | Variant of 1091B | GigaSPEED X10D® 1091B ETL Verified Category 6A U/UTP Cable, white jacket, 4 pair count, 1000 ft (305 m) length, WE TOTE® box | SYSTIMAX® | GigaSPEED X10D® |  | Twisted pair cable
760107219 | 2091B GRN C6A 4/23 U/UTP W1000 | Variant of 2091B | GigaSPEED X10D® 2091B ETL Verified Category 6A U/UTP Cable, green jacket, 4 pair count, 1000 ft (305 m) length, WE TOTE® box | SYSTIMAX® | GigaSPEED X10D® |  | Twisted pair cable
760107326 | 3091B BLU C6A 4/23 U/UTP W1000 | Variant of 3091B | GigaSPEED X10D® 3091B ETL Verified Category 6A U/UTP Cable, blue jacket, 4 pair count, 1000 ft (305 m) length, WE TOTE® box | SYSTIMAX® | GigaSPEED X10D® |  | Twisted pair cable
760107334 | 3091B SLT C6A 4/23 U/UTP W1000 | Variant of 3091B | GigaSPEED X10D® 3091B ETL Verified Category 6A U/UTP Cable, slate jacket, 4 pair count, 1000 ft (305 m) length, WE TOTE® box | SYSTIMAX® | GigaSPEED X10D® |  | Twisted pair cable
760108993 | 360-PM-KIT-2U-24 | Variant of 360-DM-PANELS | SYSTIMAX 360™ PATCHMAX® Panel Kit, 2U, 24 port | SYSTIMAX® | GigaSPEED X10D® | NA | RJ45 patch panel |  | Discontinued
760107243 | 2091B RED C6A 4/23 U/UTP W1000 | Variant of 2091B | GigaSPEED X10D® 2091B ETL Verified Category 6A U/UTP Cable, red jacket, 4 pair count, 1000 ft (305 m) length, WE TOTE® box | SYSTIMAX® | GigaSPEED X10D® |  | Twisted pair cable
760107250 | 2091B SLT C6A 4/23 U/UTP W1000 | Variant of 2091B | GigaSPEED X10D® 2091B ETL Verified Category 6A U/UTP Cable, slate jacket, 4 pair count, 1000 ft (305 m) length, WE TOTE® box | SYSTIMAX® | GigaSPEED X10D® |  | Twisted pair cable
760107268 | 2091B WHT C6A 4/23 U/UTP W1000 | Variant of 2091B | GigaSPEED X10D® 2091B ETL Verified Category 6A U/UTP Cable, white jacket, 4 pair count, 1000 ft (305 m) length, WE TOTE® box | SYSTIMAX® | GigaSPEED X10D® |  | Twisted pair cable
760110940 | 2091B BLK C6A 4/23 U/UTP R1000 | Variant of 2091B | GigaSPEED X10D® 2091B ETL Verified Category 6A U/UTP Cable, black jacket, 4 pair count, 1000 ft (305 m) length, reel | SYSTIMAX® | GigaSPEED X10D® |  | Twisted pair cable
760110957 | MGS600-BK-100 | Variant of MGS600 | GigaSPEED X10D® M-Series Modular Jack, RJ45, Cat6A Unshielded, Black (100 ea/pkg) | SYSTIMAX® | GigaSPEED X10D® | MGS600 | Modular jack
760110973 | MGS600-WH-100 | Variant of MGS600 | GigaSPEED X10D® M-Series Modular Jack, RJ45, Cat6A Unshielded, White (100 ea/pkg) | SYSTIMAX® | GigaSPEED X10D® | MGS600 | Modular jack
760118505 | 2091B PNK C6A 4/23 U/UTP R1000 | Variant of 2091B | GigaSPEED X10D® 2091B ETL Verified Category 6A U/UTP Cable, pink jacket, 4 pair count, 1000 ft (305 m) length, reel | SYSTIMAX® | GigaSPEED X10D® |  | Twisted pair cable
760081398 | 1291B SLT C6A 4/23 F/UTP R1000 | Variant of 1291B | GigaSPEED X10D® 1291B ETL Verified Category 6A F/UTP Cable, non-plenum, slate jacket, 4 pair count, 1000 ft (305 m) length, reel | SYSTIMAX® | GigaSPEED X10D® |  | Twisted pair cable
760081406 | 1291B WHT C6A 4/23 F/UTP R1000 | Variant of 1291B | GigaSPEED X10D® 1291B ETL Verified Category 6A F/UTP Cable, non-plenum, white jacket, 4 pair count, 1000 ft (305 m) length, reel | SYSTIMAX® | GigaSPEED X10D® |  | Twisted pair cable
760081323 | 3291B WHT C6A 4/23 F/UTP R1000 | Variant of 3291B | GigaSPEED X10D® 3291B Category 6A F/UTP Cable, low smoke zero halogen, white jacket, 4 pair count, 1000 ft (305 m) length, reel | SYSTIMAX® | GigaSPEED X10D® |  | Twisted pair cable
760081364 | 1291B BLU C6A 4/23 F/UTP R1000 | Variant of 1291B | GigaSPEED X10D® 1291B ETL Verified Category 6A F/UTP Cable, non-plenum, blue jacket, 4 pair count, 1000 ft (305 m) length, reel | SYSTIMAX® | GigaSPEED X10D® |  | Twisted pair cable
760081372 | 1291B GRN C6A 4/23 F/UTP R1000 | Variant of 1291B | GigaSPEED X10D® 1291B ETL Verified Category 6A F/UTP Cable, non-plenum, green jacket, 4 pair count, 1000 ft (305 m) length, reel | SYSTIMAX® | GigaSPEED X10D® |  | Twisted pair cable
760081380 | 1291B ORG C6A 4/23 F/UTP R1000 | Variant of 1291B | GigaSPEED X10D® 1291B ETL Verified Category 6A F/UTP Cable, non-plenum, orange jacket, 4 pair count, 1000 ft (305 m) length, reel | SYSTIMAX® | GigaSPEED X10D® |  | Twisted pair cable
760150938 | MGS600-GN-100 | Variant of MGS600 | GigaSPEED X10D® M-Series Modular Jack, RJ45, Cat6A Unshielded, Green (100 ea/pkg) | SYSTIMAX® | GigaSPEED X10D® | MGS600 | Modular jack
760151290 | 360-IPR-MFTPA-E-HD6B-1U-24 | Variant of 360-MFTP-PANELS | SYSTIMAX 360™ GigaSPEED X10D® Shielded Angled Modular Panel, 1U, 24 port, Silver | SYSTIMAX® | GigaSPEED X10D® ¦ SYSTIMAX 360™ | NA | RJ45 patch panel |  | Discontinued
760151324 | 360-IPR-1100A-E-GS6-1U-24 | Variant of 360-DM-PANELS | SYSTIMAX 360™ GigaSPEED X10D® Unshielded Angled Panel Cat6A, 1U, 24 port, Silver | SYSTIMAX® | GigaSPEED X10D® ¦ SYSTIMAX 360™ | NA | RJ45 patch panel
760151944 | 5091A SL 4/23 W1000 | Variant | GigaSPEED X10D® 5091A ETL Verified Category 6A U/UTP Cable, LSZH, non-plenum CMR rated, slate jacket, 4 pair count, 1000 ft (305 m) length, WE TOTE® box | SYSTIMAX® | GigaSPEED X10D® |  | Twisted pair cable
760151969 | 2091B RED C6A 4/23 U/UTP R3000 | Variant of 2091B | GigaSPEED X10D® 2091B ETL Verified Category 6A U/UTP Cable, red jacket, 4 pair count, 3000 ft (914 m) length, reel | SYSTIMAX® | GigaSPEED X10D® |  | Twisted pair cable
760152801 | HGS620 | Variant of HGS620 | GigaSPEED X10D® HGS-Series Modular Jack, RJ45, Cat6A, Shielded, Silver | SYSTIMAX® | GigaSPEED X10D® | HGS620 | Modular jack |  | Discontinued
760152819 | HGS620-100 | Variant of HGS620 | GigaSPEED X10D® HGS-Series Modular Jack, RJ45, Cat6A, Shielded, Silver (100 ea/pkg) | SYSTIMAX® | GigaSPEED X10D® | HGS620 | Modular jack |  | Discontinued
760152587 | 360-IPR-1100-E-GS6-1U-24 | Variant of 360-DM-PANELS | SYSTIMAX 360™ GigaSPEED X10D® Unshielded Panel Cat6A, 1U, 24 port, Silver | SYSTIMAX® | GigaSPEED X10D® ¦ SYSTIMAX 360™ | NA | RJ45 patch panel
760152595 | 360-IPR-1100-E-GS6-2U-48 | Variant of 360-DM-PANELS | SYSTIMAX 360™ GigaSPEED X10D® Unshielded Panel Cat6A, 2U, 48 port, Silver | SYSTIMAX® | GigaSPEED X10D® ¦ SYSTIMAX 360™ | NA | RJ45 patch panel
760092361 | MGS600-BK | Variant of MGS600 | GigaSPEED X10D® M-Series Modular Jack, RJ45, Cat6A Unshielded, Black | SYSTIMAX® | GigaSPEED X10D® | MGS600 | Modular jack
760092387 | MGS600-YL | Variant of MGS600 | GigaSPEED X10D® M-Series Modular Jack, RJ45, Cat6A Unshielded, Yellow | SYSTIMAX® | GigaSPEED X10D® | MGS600 | Modular jack
760092478 | MGS600-AL | Variant of MGS600 | GigaSPEED X10D® M-Series Modular Jack, RJ45, Cat6A Unshielded, Almond | SYSTIMAX® | GigaSPEED X10D® | MGS600 | Modular jack |  | Discontinued
760092437 | MGS600-GY | Variant of MGS600 | GigaSPEED X10D® M-Series Modular Jack, RJ45, Cat6A Unshielded, Gray | SYSTIMAX® | GigaSPEED X10D® | MGS600 | Modular jack
760092445 | MGS600-RD | Variant of MGS600 | GigaSPEED X10D® M-Series Modular Jack, RJ45, Cat6A Unshielded, Red | SYSTIMAX® | GigaSPEED X10D® | MGS600 | Modular jack
760102277 | 360-PM-GS6-DM6 | Variant | SYSTIMAX 360™ GigaSPEED X10D® PATCHMAX® Unshielded Distribution Module Cat6A, 6 port, Gray | SYSTIMAX® | GigaSPEED X10D® ¦ SYSTIMAX 360™ |  | Module |  | Discontinued
760159426 | 1091B RED C6A 4/23 U/UTP R3000 | Variant of 1091B | GigaSPEED X10D® 1091B ETL Verified Category 6A U/UTP Cable, red jacket, 4 pair count, 3000 ft (914 m) length, reel | SYSTIMAX® | GigaSPEED X10D® |  | Twisted pair cable
760162255 | MGS600-GY-100 | Variant of MGS600 | GigaSPEED X10D® M-Series Modular Jack, RJ45, Cat6A Unshielded, Gray (100 ea/pkg) | SYSTIMAX® | GigaSPEED X10D® | MGS600 | Modular jack
UTG760250787 | 1091B-UTG SLT C6A 4/23 U/UTP W1000 | Variant of 1091B-UTG | GigaSPEED X10D® 1091B-UTG ETL Verified Category 6A U/UTP Cable, slate jacket, 4 pair count, 1000 ft (305 m) length, WE TOTE® box | SYSTIMAX® | GigaSPEED X10D® |  | Twisted pair cable
UTG760250790 | 1091B-UTG PNK C6A 4/23 U/UTP W1000 | Variant of 1091B-UTG | GigaSPEED X10D® 1091B-UTG ETL Verified Category 6A U/UTP Cable, pink jacket, 4 pair count, 1000 ft (305 m) length, WE TOTE® box | SYSTIMAX® | GigaSPEED X10D® |  | Twisted pair cable
UTG760250794 | 1091B-UTG LBL C6A 4/23 U/UTP W1000 | Variant of 1091B-UTG | GigaSPEED X10D® 1091B-UTG ETL Verified Category 6A U/UTP Cable, light blue jacket, 4 pair count, 1000 ft (305 m) length, WE TOTE® box | SYSTIMAX® | GigaSPEED X10D® |  | Twisted pair cable
UTG760250732 | 3091B-UTG SLT C6A 4/23 U/UTP W1000 | Variant of 3091B-UTG | GigaSPEED X10D® 3091B-UTG ETL Verified Category 6A U/UTP Cable, slate jacket, 4 pair count, 1000 ft (305 m) length, WE TOTE® box | SYSTIMAX® | GigaSPEED X10D® |  | Twisted pair cable
UTG760250734 | 3091B-UTG BLK C6A 4/23 U/UTP W1000 | Variant of 3091B-UTG | GigaSPEED X10D® 3091B-UTG ETL Verified Category 6A U/UTP Cable, black jacket, 4 pair count, 1,000 ft (305 m) WE TOTE® box | SYSTIMAX® | GigaSPEED X10D® |  | Twisted pair cable
UTG760250735 | 3091B-UTG YEL C6A 4/23 U/UTP W1000 | Variant of 3091B-UTG | GigaSPEED X10D® 3091B-UTG ETL Verified Category 6A U/UTP Cable, yellow jacket, 4 pair count, 1000 ft (305 m) length, WE TOTE® box | SYSTIMAX® | GigaSPEED X10D® |  | Twisted pair cable
UTG760250736 | 3091B-UTG GRN C6A 4/23 U/UTP W1000 | Variant of 3091B-UTG | GigaSPEED X10D® 3091B-UTG ETL Verified Category 6A U/UTP Cable, green jacket, 4 pair count, 1000 ft (305 m) length, WE TOTE® box | SYSTIMAX® | GigaSPEED X10D® |  | Twisted pair cable
UTG760251112 | 3091B-UTG SLT C6A 4/23 U/UTP R1000 | Variant of 3091B-UTG | GigaSPEED X10D® 3091B-UTG ETL Verified Category 6A U/UTP Cable, slate jacket, 4 pair count, 1000 ft (305 m) length, reel | SYSTIMAX® | GigaSPEED X10D® |  | Twisted pair cable
760235103 | 1291B BLK C6A 4/23 F/UTP R1000 | Variant of 1291B | GigaSPEED X10D® 1291B ETL Verified Category 6A F/UTP Cable, non-plenum, black jacket, 4 pair count, 1000 ft (305 m) length, reel | SYSTIMAX® | GigaSPEED X10D® |  | Twisted pair cable
760246209 | 1091SD YEL C6A 4/23 U/UTP R1000 | Variant of 1091SD | SYSTIMAX GigaSPEED X10D® 1091SD ETL Verified Category 6A U/UTP Cable, yellow jacket, 4 pair count, 1000 ft (305 m) length, reel | SYSTIMAX® | GigaSPEED X10D® |  | Twisted pair cable
760139873 | 3291B WHT C6A 4/23 F/UTP R3000 | Variant of 3291B | GigaSPEED X10D® 3291B Category 6A F/UTP Cable, low smoke zero halogen, white jacket, 4 pair count, 3000 ft (914 m) length, reel | SYSTIMAX® | GigaSPEED X10D® |  | Twisted pair cable
760131540 | 1291B LBL C6A 4/23 F/UTP R3000 | Variant of 1291B | GigaSPEED X10D® 1291B ETL Verified Category 6A F/UTP Cable, non-plenum, light blue jacket, 4 pair count, 3000 ft (914 m) length, reel | SYSTIMAX® | GigaSPEED X10D® |  | Twisted pair cable
760119214 | 3091B RED C6A 4/23 U/UTP W1000 | Variant of 3091B | GigaSPEED X10D® 3091B ETL Verified Category 6A U/UTP Cable, red jacket, 4 pair count, 1000 ft (305 m) length, WE TOTE® box | SYSTIMAX® | GigaSPEED X10D® |  | Twisted pair cable
760122630 | 2291B BLU C6A 4/23 F/UTP R1000 | Variant of 2291B | GigaSPEED X10D® 2291B ETL Verified Category 6A F/UTP Cable, plenum, blue jacket, 4 pair count, 1000 ft (305 m) length, reel | SYSTIMAX® | GigaSPEED X10D® |  | Twisted pair cable
760122648 | 2291B WHT C6A 4/23 F/UTP R1000 | Variant of 2291B | GigaSPEED X10D® 2291B ETL Verified Category 6A F/UTP Cable, plenum, white jacket, 4 pair count, 1000 ft (305 m) length, reel | SYSTIMAX® | GigaSPEED X10D® |  | Twisted pair cable
760184846 | MGS600-YL-100 | Variant of MGS600 | GigaSPEED X10D® M-Series Modular Jack, RJ45, Cat6A Unshielded, Yellow (100 ea/pkg) | SYSTIMAX® | GigaSPEED X10D® | MGS600 | Modular jack
760188276 | 1091B PNK C6A 4/23 U/UTP W1000 | Variant of 1091B | GigaSPEED X10D® 1091B ETL Verified Category 6A U/UTP Cable, pink jacket, 4 pair count, 1000 ft (305 m) length, WE TOTE® box | SYSTIMAX® | GigaSPEED X10D® |  | Twisted pair cable
760194753 | 3291B YEL C6A 4/23 F/UTP R1000 | Variant of 3291B | GigaSPEED X10D® 3291B Category 6A F/UTP Cable, low smoke zero halogen, yellow jacket, 4 pair count, 1000 ft (305 m) length, reel | SYSTIMAX® | GigaSPEED X10D® |  | Twisted pair cable
UTG760245109 | 2091B-UTG BLK C6A 4/23 U/UTP W1000 | Variant of 2091B-UTG | GigaSPEED X10D® 2091B-UTG ETL Verified Category 6A U/UTP Cable, black jacket, 4 pair count, 1000 ft (305 m) length, WE TOTE® box | SYSTIMAX® | GigaSPEED X10D® |  | Twisted pair cable
760240220 | 1091SD WHT C6A 4/23 U/UTP R1000 | Variant of 1091SD | GigaSPEED X10D® 1091SD ETL Verified Category 6A U/UTP Cable, white jacket, 4 pair count, 1000 ft (305 m) length, reel | SYSTIMAX® | GigaSPEED X10D® |  | Twisted pair cable
760240218 | 1091SD BLU C6A 4/23 U/UTP R1000 | Variant of 1091SD | SYSTIMAX GigaSPEED X10D® 1091SD ETL Verified Category 6A U/UTP Cable, blue jacket, 4 pair count, 1000 ft (305 m) length, reel | SYSTIMAX® | GigaSPEED X10D® |  | Twisted pair cable
760240219 | 1091SD BLU C6A 4/23 U/UTP R3000 | Variant of 1091SD | GigaSPEED X10D® 1091SD ETL Verified Category 6A U/UTP Cable, blue jacket, 4 pair count, 3000 ft (914 m) length, reel | SYSTIMAX® | GigaSPEED X10D® |  | Twisted pair cable
760254035 |  | Variant of 2091SDB | GigaSPEED X10D® 2091SDB ETL verified Category 6A U/UTP Cable, plenum, blue jacket, 4 pair count, 3000 ft (915 m) length, reel | SYSTIMAX® | GigaSPEED X10D® |  | Twisted pair cable
760261485 | 2091SDB GRN C6A 4/23 U/UTP W1000 | Variant of 2091SDB | GigaSPEED X10D® 2091SDB ETL verified Category 6A U/UTP Cable, plenum, green jacket, 4 pair count, 1000 ft (305 m) length, We-Tote Box | SYSTIMAX® | GigaSPEED X10D® |  | Twisted pair cable
760255806 | 1091L-C SLT C6A 4/23 U/UTP R1000 | Variant of 1091L | GigaSPEED X10D® 1091L-C ETL Verified Category 6A U/UTP Cable, slate jacket, 4 pair count, 1000 ft (305 m) length, reel | SYSTIMAX® | GigaSPEED X10D® |  | Twisted pair cable |  | Discontinued
760252823 | 1091SD LBL C6A 4/23 U/UTP R1000 | Variant of 1091SD | GigaSPEED X10D® 1091SD ETL Verified Category 6A U/UTP Cable, Lt blue jacket, 4 pair count, 1000 ft (305 m) length, reel | SYSTIMAX® | GigaSPEED X10D® |  | Twisted pair cable
760253621 | 2091SDB BLU C6A 4/23 U/UTP R1000 | Variant of 2091SDB | GigaSPEED X10D® 2091SDB ETL verified Category 6A U/UTP Cable, plenum, blue jacket, 4 pair count, 1000 ft (305 m) length, reel | SYSTIMAX® | GigaSPEED X10D® |  | Twisted pair cable
760253623 | 2091SDB SLT C6A 4/23 U/UTP R1000 | Variant of 2091SDB | GigaSPEED X10D® 2091SDB ETL Verified Category 6A U/UTP Cable, plenum, slate jacket, 4 pair count, 1000 ft (305 m) length, reel | SYSTIMAX® | GigaSPEED X10D® |  | Twisted pair cable
760253625 | 2091SDB GRN C6A 4/23 U/UTP R1000 | Variant of 2091SDB | GigaSPEED X10D® 2091SDB ETL verified Category 6A U/UTP Cable, plenum, green jacket, 4 pair count, 1000 ft (305 m) length, reel | SYSTIMAX® | GigaSPEED X10D® |  | Twisted pair cable
760253630 | 2091SDB BLK C6A 4/23 U/UTP R1000 | Variant of 2091SDB | GigaSPEED X10D® 2091SDB ETL Verified Category 6A U/UTP Cable, plenum, Black jacket, 4 pair count, 1000 ft (305 m) length, reel | SYSTIMAX® | GigaSPEED X10D® |  | Twisted pair cable
760245655 | 1091L SLT C6A 4/23 U/UTP R1000 | Variant of 1091B | GigaSPEED X10D® 1091L ETL Verified Category 6A U/UTP Cable, Clean Room (ATD GC/MS), non-plenum, slate jacket, 4 pair count, 1000 ft (305 m) length, reel | SYSTIMAX® | GigaSPEED X10D® |  | Twisted pair cable