## Products
Part Number | Part Name | Part Indicator | Description | Portfolio | Product Brand | Product Series | Product Type | Government Requirements | Status
ALGLCLCCH |  | Base Product | Ultra Low Loss ULL TeraSPEED® LC/UPC to LC/UPC Ruggedized fanout Cable, 48-Fiber, Plenum, 12 fiber PmP 2.0 mm Dca, Method A | CommScope® | SYSTIMAX ULL |  | Ruggedized fanout
ALGLCLCCK |  | Base Product | Ultra Low Loss ULL TeraSPEED® LC/UPC to LC/UPC Ruggedized fanout Cable, 72-Fiber, Plenum, 12 fiber PmP 2.0 mm Dca, Method A | CommScope® | SYSTIMAX ULL |  | Ruggedized fanout
UNGLCLCT4 |  | Base Product | Ultra Low Loss ULL TeraSPEED® LC/UPC to LC/UPC Ruggedized fanout Cable, 4-Fiber, LSZH, 8 fiber PmP 2.0 mm Dca | CommScope® | SYSTIMAX ULL |  | Ruggedized fanout
FSXLCUCW6 |  | Base Product | LazrSPEED® 550 LC/UPC to Unconnectorized, Distribution Cable, 6-Fiber, Plenum | CommScope® | SYSTIMAX InstaPATCH® 360 |  | Fiber distribution cable assembly
ALGLAUCCF |  | Base Product | Ultra Low Loss ULL TeraSPEED® LC/APC to Unconnectorized Ruggedized fanout Cable, 24-Fiber, Plenum, 12 fiber PmP 2.0 mm, Method A | CommScope® | SYSTIMAX ULL |  | Ruggedized fanout
UPGLCLCCL |  | Base Product | Ultra Low Loss (ULL) Singlemode LC/UPC to LC/UPC Armored Pre-terminated Trunk Cable, 96-Fiber, Dual Rated LSZH/Riser | CommScope® | SYSTIMAX ULL |  | Ruggedized fanout
FSXLCLCWL |  | Base Product | LazrSPEED® 550 LC/UPC to LC/UPC, Distribution Cable, 96-Fiber, Plenum | CommScope® | SYSTIMAX InstaPATCH® 360 |  | Fiber distribution cable assembly
UNGLCUCCL |  | Base Product | Ultra Low Loss ULL TeraSPEED® LC/UPC to Unconnectorized Ruggedized fanout Cable, 96-Fiber, Dual Rated LSZH/Riser, 12 fiber PmP 2.0mm | CommScope® | SYSTIMAX ULL |  | Ruggedized fanout
FPXLCLCAD |  | Base Product | OM4 LC/UPC to LC/UPC 12-Fiber InstaPATCH® 360 Armored Ruggedized Fanout Cable, Low Smoke Zero Halogen | CommScope® | SYSTIMAX InstaPATCH® 360 |  | Ruggedized fanout
FPWLCLCAD |  | Base Product | SingleMode LC/UPC to LC/UPC, InstaPATCH® 360 Armored Ruggedized Fiber Fanout Cable Assembly, 12-Fiber, Low Smoke Zero Halogen (LSZH) | CommScope® | SYSTIMAX InstaPATCH® 360 |  | Ruggedized fanout
FPXLCLCDD |  | Base Product | OM4 LC/UPC to LC/UPC 12-Fiber InstaPATCH® 360 Indoor/Outdoor Armored Ruggedized Fanout Cable, LSZH/Riser | CommScope® | SYSTIMAX InstaPATCH® 360 |  | Ruggedized fanout
FNXLCLCDD |  | Base Product | OM4 LC/UPC to LC/UPC 12-Fiber InstaPATCH® 360 Indoor/Outdoor Ruggedized Fanout Cable, LSZH/Riser | CommScope® | SYSTIMAX InstaPATCH® 360 |  | Ruggedized fanout
F4WLCUCAK |  | Base Product | TeraSPEED® LC/UPC to LC/UPC, InstaPATCH® 360 Ruggedized Fanout Cable, 72-Fiber, LSZH | CommScope® | SYSTIMAX InstaPATCH® 360 |  | Ruggedized fanout
FNWLCLCAL |  | Base Product | Singlemode LC/UPC to LC/UPC, InstaPATCH® 360 Ruggedized Fiber Fanout Cable Assembly, 96-Fiber, Low Smoke Zero Halogen (LSZH) | CommScope® | SYSTIMAX InstaPATCH® 360 |  | Ruggedized fanout
760244880 | MDB-H08YQQ00020KSF7K2L MPO8F-SC | Variant | Multi Distribution Break Out Cable Singlemode MPO/8 equipment unpinned to SC/UPC, 8 fibers, LSZH, 20 meters |  |  |  | Fiber array cable assembly
760244869 | MDB-H08YQQ00028KSG7K2L MPO8F-SC | Variant | Multi Distribution Break Out Cable Singlemode MPO/8 equipment unpinned to SC/APC, 8 fibers, LSZH, 28 meters |  |  |  | Fiber array cable assembly
760244864 | MDB-H08YQQ00018KSG7K2L MPO8F-SC | Variant | Multi Distribution Break Out Cable Singlemode MPO/8 equipment unpinned to SC/APC, 8 fibers, LSZH, 18 meters |  |  |  | Fiber array cable assembly
760244865 | MDB-H08YQQ00020KSG7K2L MPO8F-SC | Variant | Multi Distribution Break Out Cable Singlemode MPO/8 equipment unpinned to SC/APC, 8 fibers, LSZH, 20 meters |  |  |  | Fiber array cable assembly
760244905 | MDB-H08YQQ00030KSG7K2L MPO8F-SC | Variant | Multi Distribution Break Out Cable Singlemode MPO/8 equipment unpinned to SC/APC, 8 fibers, LSZH, 30 meters |  |  |  | Fiber array cable assembly
760244866 | MDB-H08YQQ00022KSG7K2L MPO8F-SC | Variant | Multi Distribution Break Out Cable Singlemode MPO/8 equipment unpinned to SC/APC, 8 fibers, LSZH, 22 meters |  |  |  | Fiber array cable assembly
FSXLCLCW6 |  | Base Product | LazrSPEED® 550 LC/UPC to LC/UPC, Distribution Cable, 6-Fiber, Plenum | CommScope® | SYSTIMAX InstaPATCH® 360 |  | Fiber distribution cable assembly
ALGLGUCCH |  | Base Product | Ultra Low Loss ULL TeraSPEED® LC/UPC to Unconnectorized Ruggedized fanout Cable, 48-Fiber, Plenum, 12 fiber PmP 2.0 mm Dca | CommScope® | SYSTIMAX ULL |  | Ruggedized fanout
ALGLGUCCM |  | Base Product | Ultra Low Loss ULL TeraSPEED® LC/UPC to Unconnectorized Ruggedized fanout Cable, 144-Fiber, Plenum, 12 fiber PmP 2.0 mm Dca | CommScope® | SYSTIMAX ULL |  | Ruggedized fanout
URGLCLCGD |  | Base Product | Ultra Low Loss (ULL) Singlemode LC/UPC to LC/UPC Fanout Cable, 12-Fiber, LSZH & OFNR | CommScope® | SYSTIMAX ULL |  | Fiber array cable assembly
UQXLCLCGD |  | Base Product | Ultra Low Loss (ULL) OM4 LC/UPC to LC/UPC Fanout Cable, 12-Fiber, Plenum | CommScope® | SYSTIMAX ULL |  | Fiber array cable assembly
UNGEDLFCK |  | Base Product | Ultra Low Loss ULL TeraSPEED® LSH to LC/UPC Grade B, Ruggedized fanout Cable, 72-Fiber, LSZH, 12 fiber PmP 2.0 mm Dca | CommScope® | SYSTIMAX ULL |  | Ruggedized fanout
ULXLCUCC6 |  | Base Product | Ultra Low Loss ULL LazrSPEED® 550 LC/UPC to LC/UPC Ruggedized fanout Cable, 12-Fiber, Plenum, 12 fiber PmP 2.0 mm Dca | CommScope® | SYSTIMAX ULL |  | Ruggedized fanout
ULXLCLCC6 |  | Base Product | Ultra Low Loss ULL LazrSPEED® 550 LC/UPC to LC/UPC Ruggedized fanout Cable, 12-Fiber, Plenum, 12 fiber PmP 2.0 mm Dca | CommScope® | SYSTIMAX ULL |  | Ruggedized fanout
300001778244 | FPM-0K/K-AC013M-39/39 | Variant | Fiber Optic Patch Cord, OS2, LC/UPC-LC/UPC, 2-fiber RBR, 2.0 mm subunits, 13 m, yellow, 39" breakouts |  |  | FPM | Fiber distribution cable assembly
760250369 | FPM-0K/K-AC014M-39/39 | Variant | Fiber Optic Patch Cord, OS2, LC/UPC-LC/UPC, 2-fiber RBR, 2.0 mm subunits, 14 m, yellow, 39" breakouts |  |  | FPM | Fiber distribution cable assembly
760250370 |  | Variant | Fiber Optic Patch Cord, OS2, LC/UPC-LC/UPC, 2-fiber RBR, 2.0 mm subunits, 16 m, yellow, 39" breakouts |  |  | FPM | Fiber distribution cable assembly
U4GLALACK |  | Base Product | Ultra Low Loss ULL TeraSPEED® LC/APC to LC/APC Ruggedized fanout Cable, 72-Fiber, LSZH, 12 fiber PmP 2.0 mm /B2ca | CommScope® | SYSTIMAX ULL |  | Ruggedized fanout
U4GLALACL |  | Base Product | Ultra Low Loss ULL TeraSPEED® LC/APC to LC/APC Ruggedized fanout Cable, 96-Fiber, LSZH, 12 fiber PmP 2.0 mm /B2ca | CommScope® | SYSTIMAX ULL |  | Ruggedized fanout
U4GLFLFCF |  | Base Product | Ultra Low Loss ULL TeraSPEED® LC/UPC G B to LC/UPC G B Ruggedized fanout Cable, 24-Fiber, LSZH, 12 fiber PmP 2.0 mm /B2ca | CommScope® | SYSTIMAX ULL |  | Ruggedized fanout
U4GLFLFCG |  | Base Product | Ultra Low Loss ULL TeraSPEED® LC/UPC G B to LC/UPC G B Ruggedized fanout Cable, 36-Fiber, LSZH, 12 fiber PmP 2.0 mm /B2ca | CommScope® | SYSTIMAX ULL |  | Ruggedized fanout
U4GLCLCCD |  | Base Product | Ultra Low Loss ULL TeraSPEED® LC/UPC to LC/UPC Ruggedized fanout Cable, 12-Fiber, LSZH, 12 fiber PmP 2.0 mm /B2ca | CommScope® | SYSTIMAX ULL |  | Ruggedized fanout
U4GLGLGCH |  | Base Product | Ultra Low Loss ULL TeraSPEED® LC/APC G B to LC/APC G B Ruggedized fanout Cable, 48-Fiber, LSZH, 12 fiber PmP 2.0 mm /B2ca | CommScope® | SYSTIMAX ULL |  | Ruggedized fanout
U4GLGLGCK |  | Base Product | Ultra Low Loss ULL TeraSPEED® LC/APC G B to LC/APC G B Ruggedized fanout Cable, 72-Fiber, LSZH, 12 fiber PmP 2.0 mm /B2ca | CommScope® | SYSTIMAX ULL |  | Ruggedized fanout
U4GLULUCM |  | Base Product | Ultra Low Loss ULL TeraSPEED® LC/UPC Uniboot to LC/UPC Uniboot Ruggedized fanout Cable, 144-Fiber, LSZH, 12 fiber PmP 2.0 mm / B2ca | CommScope® | SYSTIMAX ULL |  | Ruggedized fanout
U4GLGLGCL |  | Base Product | Ultra Low Loss ULL TeraSPEED® LC/APC G B to LC/APC G B Ruggedized fanout Cable, 96-Fiber, LSZH, 12 fiber PmP 2.0 mm /B2ca | CommScope® | SYSTIMAX ULL |  | Ruggedized fanout
U4GLCLCCK |  | Base Product | Ultra Low Loss ULL TeraSPEED® LC/UPC to LC/UPC Ruggedized fanout Cable, 72-Fiber, LSZH, 12 fiber PmP 2.0 mm /B2ca | CommScope® | SYSTIMAX ULL |  | Ruggedized fanout
U4GLALACG |  | Base Product | Ultra Low Loss ULL TeraSPEED® LC/APC to LC/APC Ruggedized fanout Cable, 36-Fiber, LSZH, 12 fiber PmP 2.0 mm /B2ca | CommScope® | SYSTIMAX ULL |  | Ruggedized fanout
U4GLGLGCD |  | Base Product | Ultra Low Loss ULL TeraSPEED® LC/APC G B to LC/APC G B Ruggedized fanout Cable, 12-Fiber, LSZH, 12 fiber PmP 2.0 mm /B2ca | CommScope® | SYSTIMAX ULL |  | Ruggedized fanout
U4GLULUCD |  | Base Product | Ultra Low Loss ULL TeraSPEED® LC/UPC Uniboot to LC/UPC Uniboot Ruggedized fanout Cable, 12-Fiber, LSZH, 12 fiber PmP 2.0 mm /B2ca | CommScope® | SYSTIMAX ULL |  | Ruggedized fanout
U4GLCLCCL |  | Base Product | Ultra Low Loss ULL TeraSPEED® LC/UPC to LC/UPC Ruggedized fanout Cable, 96-Fiber, LSZH, 12 fiber PmP 2.0 mm /B2ca | CommScope® | SYSTIMAX ULL |  | Ruggedized fanout
U4GLCLCCM |  | Base Product | Ultra Low Loss ULL TeraSPEED® LC/UPC to LC/UPC Ruggedized fanout Cable, 144-Fiber, LSZH, 12 fiber PmP 2.0 mm /B2ca | CommScope® | SYSTIMAX ULL |  | Ruggedized fanout
U4GLGLGCG |  | Base Product | Ultra Low Loss ULL TeraSPEED® LC/APC G B to LC/APC G B Ruggedized fanout Cable, 36-Fiber, LSZH, 12 fiber PmP 2.0 mm /B2ca | CommScope® | SYSTIMAX ULL |  | Ruggedized fanout
U4GLULUCK |  | Base Product | Ultra Low Loss ULL TeraSPEED® LC/UPC Uniboot to LC/UPC Uniboot Ruggedized fanout Cable, 72-Fiber, LSZH, 12 fiber PmP 2.0 mm /B2ca | CommScope® | SYSTIMAX ULL |  | Ruggedized fanout
U4GLULUCL |  | Base Product | Ultra Low Loss ULL TeraSPEED® LC/UPC Uniboot to LC/UPC Uniboot Ruggedized fanout Cable, 96-Fiber, LSZH, 12 fiber PmP 2.0 mm /B2ca | CommScope® | SYSTIMAX ULL |  | Ruggedized fanout
U4GSASACG |  | Base Product | Ultra Low Loss ULL TeraSPEED® SC/APC to SC/APC Ruggedized fanout Cable, 36-Fiber, LSZH, 12 fiber PmP 2.0 mm /B2ca | CommScope® | SYSTIMAX ULL |  | Ruggedized fanout
U4GSASACH |  | Base Product | Ultra Low Loss ULL TeraSPEED® SC/APC to SC/APC Ruggedized fanout Cable, 48-Fiber, LSZH, 12 fiber PmP 2.0 mm /B2ca | CommScope® | SYSTIMAX ULL |  | Ruggedized fanout
U4GSCSCCK |  | Base Product | Ultra Low Loss ULL TeraSPEED® SC/UPC to SC/UPC Ruggedized fanout Cable, 72-Fiber, LSZH, 12 fiber PmP 2.0 mm /B2ca | CommScope® | SYSTIMAX ULL |  | Ruggedized fanout
U4GSASACL |  | Base Product | Ultra Low Loss ULL TeraSPEED® SC/APC to SC/APC Ruggedized fanout Cable, 96-Fiber, LSZH, 12 fiber PmP 2.0 mm /B2ca | CommScope® | SYSTIMAX ULL |  | Ruggedized fanout
U4GSCSCCL |  | Base Product | Ultra Low Loss ULL TeraSPEED® SC/UPC to SC/UPC Ruggedized fanout Cable, 96-Fiber, LSZH, 12 fiber PmP 2.0 mm /B2ca | CommScope® | SYSTIMAX ULL |  | Ruggedized fanout
U4VLCLCCD |  | Base Product | Ultra Low Loss ULL LazrSPEED® 550 OM5 LC/UPC to LC/UPC Ruggedized fanout Cable, 12-Fiber, LSZH, 12 fiber PmP 2.0 mm /B2ca | CommScope® | SYSTIMAX ULL |  | Ruggedized fanout
U4VLCLCCF |  | Base Product | Ultra Low Loss ULL LazrSPEED® 550 OM5 LC/UPC to LC/UPC Ruggedized fanout Cable, 24-Fiber, LSZH, 12 fiber PmP 2.0 mm /B2ca | CommScope® | SYSTIMAX ULL |  | Ruggedized fanout
U4GSCSCCG |  | Base Product | Ultra Low Loss ULL TeraSPEED® SC/UPC to SC/UPC Ruggedized fanout Cable, 36-Fiber, LSZH, 12 fiber PmP 2.0 mm /B2ca | CommScope® | SYSTIMAX ULL |  | Ruggedized fanout
U4VLCLCCG |  | Base Product | Ultra Low Loss ULL LazrSPEED® 550 OM5 LC/UPC to LC/UPC Ruggedized fanout Cable, 36-Fiber, LSZH, 12 fiber PmP 2.0 mm /B2ca | CommScope® | SYSTIMAX ULL |  | Ruggedized fanout
ULGSASACK |  | Base Product | Ultra Low Loss ULL TeraSPEED® SC/APC to SC/APC Ruggedized fanout Cable, 72-Fiber, Plenum, 12 fiber PmP 2.0 mm Dca | CommScope® | SYSTIMAX ULL |  | Ruggedized fanout
ULVLULUCG |  | Base Product | Ultra Low Loss ULL LazrSPEED® 550 OM5 LC/UPC Uniboot to LC/UPC Uniboot Ruggedized fanout Cable, 36-Fiber, Plenum, 12 fiber PmP 2.0 mm Dca | CommScope® | SYSTIMAX ULL |  | Ruggedized fanout
ULVLCLCCF |  | Base Product | Ultra Low Loss ULL LazrSPEED® 550 OM5 LC/UPC to LC/UPC Ruggedized fanout Cable, 24-Fiber, Plenum, 12 fiber PmP 2.0 mm Dca | CommScope® | SYSTIMAX ULL |  | Ruggedized fanout
ULVLULUCK |  | Base Product | Ultra Low Loss ULL LazrSPEED® 550 OM5 LC/UPC Uniboot to LC/UPC Uniboot Ruggedized fanout Cable, 72-Fiber, Plenum, 12 fiber PmP 2.0 mm Dca | CommScope® | SYSTIMAX ULL |  | Ruggedized fanout
ULXLULUCF |  | Base Product | Ultra Low Loss ULL LazrSPEED® 550 LC/UPC Uniboot to LC/UPC Uniboot Ruggedized fanout Cable, 24-Fiber, Plenum, 12 fiber PmP 2.0 mm Dca | CommScope® | SYSTIMAX ULL |  | Ruggedized fanout
ULXLCLCCD |  | Base Product | Ultra Low Loss ULL LazrSPEED® 550 LC/UPC to LC/UPC Ruggedized fanout Cable, 12-Fiber, Plenum, 12 fiber PmP 2.0 mm Dca | CommScope® | SYSTIMAX ULL |  | Ruggedized fanout
ULXLULUCG |  | Base Product | Ultra Low Loss ULL LazrSPEED® 550 LC/UPC Uniboot to LC/UPC Uniboot Ruggedized fanout Cable, 36-Fiber, Plenum, 12 fiber PmP 2.0 mm Dca | CommScope® | SYSTIMAX ULL |  | Ruggedized fanout
ULXLCLCCF |  | Base Product | Ultra Low Loss ULL LazrSPEED® 550 LC/UPC to LC/UPC Ruggedized fanout Cable, 24-Fiber, Plenum, 12 fiber PmP 2.0 mm Dca | CommScope® | SYSTIMAX ULL |  | Ruggedized fanout
ULXLULUCH |  | Base Product | Ultra Low Loss ULL LazrSPEED® 550 LC/UPC Uniboot to LC/UPC Uniboot Ruggedized fanout Cable, 48-Fiber, Plenum, 12 fiber PmP 2.0 mm Dca | CommScope® | SYSTIMAX ULL |  | Ruggedized fanout
ULVSCSCCD |  | Base Product | Ultra Low Loss ULL LazrSPEED® 550 OM5 SC/UPC to SC/UPC Ruggedized fanout Cable, 12-Fiber, Plenum, 12 fiber PmP 2.0 mm Dca | CommScope® | SYSTIMAX ULL |  | Ruggedized fanout
ULXLCLCCG |  | Base Product | Ultra Low Loss ULL LazrSPEED® 550 LC/UPC to LC/UPC Ruggedized fanout Cable, 36-Fiber, Plenum, 12 fiber PmP 2.0 mm Dca | CommScope® | SYSTIMAX ULL |  | Ruggedized fanout
ULXLULUCK |  | Base Product | Ultra Low Loss ULL LazrSPEED® 550 LC/UPC Uniboot to LC/UPC Uniboot Ruggedized fanout Cable, 72-Fiber, Plenum, 12 fiber PmP 2.0 mm Dca | CommScope® | SYSTIMAX ULL |  | Ruggedized fanout
ULXLCLCCH |  | Base Product | Ultra Low Loss ULL LazrSPEED® 550 LC/UPC to LC/UPC Ruggedized fanout Cable, 48-Fiber, Plenum, 12 fiber PmP 2.0 mm Dca | CommScope® | SYSTIMAX ULL |  | Ruggedized fanout
ULVSCSCCG |  | Base Product | Ultra Low Loss ULL LazrSPEED® 550 OM5 SC/UPC to SC/UPC Ruggedized fanout Cable, 36-Fiber, Plenum, 12 fiber PmP 2.0 mm Dca | CommScope® | SYSTIMAX ULL |  | Ruggedized fanout
ULXLCLCCL |  | Base Product | Ultra Low Loss ULL LazrSPEED® 550 LC/UPC to LC/UPC Ruggedized fanout Cable, 96-Fiber, Plenum, 12 fiber PmP 2.0 mm Dca | CommScope® | SYSTIMAX ULL |  | Ruggedized fanout
ULVSCSCCK |  | Base Product | Ultra Low Loss ULL LazrSPEED® 550 OM5 SC/UPC to SC/UPC Ruggedized fanout Cable, 72-Fiber, Plenum, 12 fiber PmP 2.0 mm Dca | CommScope® | SYSTIMAX ULL |  | Ruggedized fanout
ULXLCLCCM |  | Base Product | Ultra Low Loss ULL LazrSPEED® 550 LC/UPC to LC/UPC Ruggedized fanout Cable, 144-Fiber, Plenum, 12 fiber PmP 2.0 mm Dca | CommScope® | SYSTIMAX ULL |  | Ruggedized fanout
UNGLFLFCK |  | Base Product | Ultra Low Loss ULL TeraSPEED® LC/UPC G B to LC/UPC G B Ruggedized fanout Cable, 72-Fiber, LSZH, 12 fiber PmP 2.0 mm Dca | CommScope® | SYSTIMAX ULL |  | Ruggedized fanout
UNGLCLCCG |  | Base Product | Ultra Low Loss ULL TeraSPEED® LC/UPC to LC/UPC Ruggedized fanout Cable, 36-Fiber, LSZH, 12 fiber PmP 2.0 mm Dca | CommScope® | SYSTIMAX ULL |  | Ruggedized fanout
UNGLFLFCL |  | Base Product | Ultra Low Loss ULL TeraSPEED® LC/UPC G B to LC/UPC G B Ruggedized fanout Cable, 96-Fiber, LSZH, 12 fiber PmP 2.0 mm Dca | CommScope® | SYSTIMAX ULL |  | Ruggedized fanout
UNGLALACD |  | Base Product | Ultra Low Loss ULL TeraSPEED® LC/APC to LC/APC Ruggedized fanout Cable, 12-Fiber, LSZH, 12 fiber PmP 2.0 mm Dca | CommScope® | SYSTIMAX ULL |  | Ruggedized fanout
ULXSCSCCM |  | Base Product | Ultra Low Loss ULL LazrSPEED® 550 SC/UPC to SC/UPC Ruggedized fanout Cable, 144-Fiber, Plenum, 12 fiber PmP 2.0 mm Dca | CommScope® | SYSTIMAX ULL |  | Ruggedized fanout
UNGLFLFCM |  | Base Product | Ultra Low Loss ULL TeraSPEED® LC/UPC G B to LC/UPC G B Ruggedized fanout Cable, 144-Fiber, LSZH, 12 fiber PmP 2.0 mm Dca | CommScope® | SYSTIMAX ULL |  | Ruggedized fanout
UNGLALACF |  | Base Product | Ultra Low Loss ULL TeraSPEED® LC/APC to LC/APC Ruggedized fanout Cable, 24-Fiber, LSZH, 12 fiber PmP 2.0 mm Dca | CommScope® | SYSTIMAX ULL |  | Ruggedized fanout
UNGLCLCCK |  | Base Product | Ultra Low Loss ULL TeraSPEED® LC/UPC to LC/UPC Ruggedized fanout Cable, 72-Fiber, LSZH, 12 fiber PmP 2.0 mm Dca | CommScope® | SYSTIMAX ULL |  | Ruggedized fanout
UNGLULUCG |  | Base Product | Ultra Low Loss ULL TeraSPEED® LC/UPC Uniboot to LC/UPC Uniboot Ruggedized fanout Cable, 36-Fiber, LSZH, 12 fiber PmP 2.0 mm Dca | CommScope® | SYSTIMAX ULL |  | Ruggedized fanout
UNGLGLGCF |  | Base Product | Ultra Low Loss ULL TeraSPEED® LC/APC G B to LC/APC G B Ruggedized fanout Cable, 24-Fiber, LSZH, 12 fiber PmP 2.0 mm Dca | CommScope® | SYSTIMAX ULL |  | Ruggedized fanout
UNGLCLCCL |  | Base Product | Ultra Low Loss ULL TeraSPEED® LC/UPC to LC/UPC Ruggedized fanout Cable, 96-Fiber, LSZH, 12 fiber PmP 2.0 mm Dca | CommScope® | SYSTIMAX ULL |  | Ruggedized fanout
UNGLULUCH |  | Base Product | Ultra Low Loss ULL TeraSPEED® LC/UPC Uniboot to LC/UPC Uniboot Ruggedized fanout Cable, 48-Fiber, LSZH, 12 fiber PmP 2.0 mm Dca | CommScope® | SYSTIMAX ULL |  | Ruggedized fanout
UNGLULUCL |  | Base Product | Ultra Low Loss ULL TeraSPEED® LC/UPC Uniboot to LC/UPC Uniboot Ruggedized fanout Cable, 96-Fiber, LSZH, 12 fiber PmP 2.0 mm Dca | CommScope® | SYSTIMAX ULL |  | Ruggedized fanout
UNGLALACL |  | Base Product | Ultra Low Loss ULL TeraSPEED® LC/APC to LC/APC Ruggedized fanout Cable, 96-Fiber, LSZH, 12 fiber PmP 2.0 mm Dca | CommScope® | SYSTIMAX ULL |  | Ruggedized fanout
UNGLGLGCK |  | Base Product | Ultra Low Loss ULL TeraSPEED® LC/APC G B to LC/APC G B Ruggedized fanout Cable, 72-Fiber, LSZH, 12 fiber PmP 2.0 mm Dca | CommScope® | SYSTIMAX ULL |  | Ruggedized fanout
UNGLALACM |  | Base Product | Ultra Low Loss ULL TeraSPEED® LC/APC to LC/APC Ruggedized fanout Cable, 144-Fiber, LSZH, 12 fiber PmP 2.0 mm Dca | CommScope® | SYSTIMAX ULL |  | Ruggedized fanout
UNGLULUCM |  | Base Product | Ultra Low Loss ULL TeraSPEED® LC/UPC Uniboot to LC/UPC Uniboot Ruggedized fanout Cable, 144-Fiber, LSZH, 12 fiber PmP 2.0 mm Dca | CommScope® | SYSTIMAX ULL |  | Ruggedized fanout
UNGLFLFCG |  | Base Product | Ultra Low Loss ULL TeraSPEED® LC/UPC G B to LC/UPC G B Ruggedized fanout Cable, 36-Fiber, LSZH, 12 fiber PmP 2.0 mm Dca | CommScope® | SYSTIMAX ULL |  | Ruggedized fanout
UNGLCLCCD |  | Base Product | Ultra Low Loss ULL TeraSPEED® LC/UPC to LC/UPC Ruggedized fanout Cable, 12-Fiber, LSZH, 12 fiber PmP 2.0 mm Dca | CommScope® | SYSTIMAX ULL |  | Ruggedized fanout
UNGLFLFCH |  | Base Product | Ultra Low Loss ULL TeraSPEED® LC/UPC G B to LC/UPC G B Ruggedized fanout Cable, 48-Fiber, LSZH, 12 fiber PmP 2.0 mm Dca | CommScope® | SYSTIMAX ULL |  | Ruggedized fanout
UNGSCSCCF |  | Base Product | Ultra Low Loss ULL TeraSPEED® SC/UPC to SC/UPC Ruggedized fanout Cable, 24-Fiber, LSZH, 12 fiber PmP 2.0 mm Dca | CommScope® | SYSTIMAX ULL |  | Ruggedized fanout
UNVLCLCCL |  | Base Product | Ultra Low Loss ULL LazrSPEED® 550 OM5 LC/UPC to LC/UPC Ruggedized fanout Cable, 96-Fiber, LSZH, 12 fiber PmP 2.0 mm Dca | CommScope® | SYSTIMAX ULL |  | Ruggedized fanout
UNGSASACD |  | Base Product | Ultra Low Loss ULL TeraSPEED® SC/APC to SC/APC Ruggedized fanout Cable, 12-Fiber, LSZH, 12 fiber PmP 2.0 mm Dca | CommScope® | SYSTIMAX ULL |  | Ruggedized fanout
UNGSCSCCH |  | Base Product | Ultra Low Loss ULL TeraSPEED® SC/UPC to SC/UPC Ruggedized fanout Cable, 48-Fiber, LSZH, 12 fiber PmP 2.0 mm Dca | CommScope® | SYSTIMAX ULL |  | Ruggedized fanout
UNVLCLCCM |  | Base Product | Ultra Low Loss ULL LazrSPEED® 550 OM5 LC/UPC to LC/UPC Ruggedized fanout Cable, 144-Fiber, LSZH, 12 fiber PmP 2.0 mm Dca | CommScope® | SYSTIMAX ULL |  | Ruggedized fanout
UNGSCSCCK |  | Base Product | Ultra Low Loss ULL TeraSPEED® SC/UPC to SC/UPC Ruggedized fanout Cable, 72-Fiber, LSZH, 12 fiber PmP 2.0 mm Dca | CommScope® | SYSTIMAX ULL |  | Ruggedized fanout
UNGSCSCCL |  | Base Product | Ultra Low Loss ULL TeraSPEED® SC/UPC to SC/UPC Ruggedized fanout Cable, 96-Fiber, LSZH, 12 fiber PmP 2.0 mm Dca | CommScope® | SYSTIMAX ULL |  | Ruggedized fanout
UNGSASACG |  | Base Product | Ultra Low Loss ULL TeraSPEED® SC/APC to SC/APC Ruggedized fanout Cable, 36-Fiber, LSZH, 12 fiber PmP 2.0 mm Dca | CommScope® | SYSTIMAX ULL |  | Ruggedized fanout
UNGSASACH |  | Base Product | Ultra Low Loss ULL TeraSPEED® SC/APC to SC/APC Ruggedized fanout Cable, 48-Fiber, LSZH, 12 fiber PmP 2.0 mm Dca | CommScope® | SYSTIMAX ULL |  | Ruggedized fanout
UNVLCLCCD |  | Base Product | Ultra Low Loss ULL LazrSPEED® 550 OM5 LC/UPC to LC/UPC Ruggedized fanout Cable, 12-Fiber, LSZH, 12 fiber PmP 2.0 mm Dca | CommScope® | SYSTIMAX ULL |  | Ruggedized fanout
UNVLULUCG |  | Base Product | Ultra Low Loss ULL LazrSPEED® 550 OM5 LC/UPC Uniboot to LC/UPC Uniboot Ruggedized fanout Cable, 36-Fiber, LSZH, 12 fiber PmP 2.0 mm Dca | CommScope® | SYSTIMAX ULL |  | Ruggedized fanout
UNGSASACM |  | Base Product | Ultra Low Loss ULL TeraSPEED® SC/APC to SC/APC Ruggedized fanout Cable, 144-Fiber, LSZH, 12 fiber PmP 2.0 mm Dca | CommScope® | SYSTIMAX ULL |  | Ruggedized fanout
F4XLCUCAF |  | Base Product | LazrSPEED® 550 LC/UPC to stub, InstaPATCH® 360 Ruggedized Fanout Cable, 24-Fiber, LSZH | CommScope® | SYSTIMAX InstaPATCH® 360 |  | Ruggedized fanout |  | Discontinued
F4WSCSCAG |  | Base Product | SingleMode SC/UPC to SC/UPC, InstaPATCH® 360 Ruggedized Fiber Fanout Cable Assembly, 36-Fiber, Low Smoke Zero Halogen (LSZH) | CommScope® | SYSTIMAX InstaPATCH® 360 |  | Ruggedized fanout |  | Discontinued
F4WSCSCAH |  | Base Product | SingleMode SC/UPC to SC/UPC, InstaPATCH® 360 Ruggedized Fiber Fanout Cable Assembly, 48-Fiber, Low Smoke Zero Halogen (LSZH) | CommScope® | SYSTIMAX InstaPATCH® 360 |  | Ruggedized fanout |  | Discontinued
F4WLCLCAF |  | Base Product | SingleMode LC/UPC to LC/UPC, InstaPATCH® 360 Ruggedized Fiber Fanout Cable Assembly, 24-Fiber, LSZH B2ca | CommScope® | SYSTIMAX InstaPATCH® 360 |  | Ruggedized fanout
F4WLCLCAG |  | Base Product | Singlemode LC/UPC to LC/UPC, InstaPATCH® 360 Ruggedized Fiber Fanout Cable Assembly, 36-Fiber, Low Smoke Zero Halogen (LSZH) | CommScope® | SYSTIMAX InstaPATCH® 360 |  | Ruggedized fanout |  | Discontinued
F4XLCLCAH |  | Base Product | OM4 LC/UPC to LC/UPC 48-Fiber InstaPATCH® 360 Ruggedized Fanout Cable, Low Smoke Zero Halogen | CommScope® | SYSTIMAX InstaPATCH® 360 |  | Ruggedized fanout
F4WLCLCAH |  | Base Product | Singlemode LC/UPC to LC/UPC, InstaPATCH® 360 Ruggedized Fiber Fanout Cable Assembly, 48-Fiber, Low Smoke Zero Halogen (LSZH) | CommScope® | SYSTIMAX InstaPATCH® 360 |  | Ruggedized fanout
F4ZSCSCAD |  | Base Product | OM3 SC/UPC to SC/UPC 12-Fiber InstaPATCH® 360 Ruggedized Fanout Cable, Low Smoke Zero Halogen | CommScope® | SYSTIMAX InstaPATCH® 360 |  | Ruggedized fanout |  | Discontinued
F4XSCSCAG |  | Base Product | OM4 SC/UPC to SC/UPC 36-Fiber InstaPATCH® 360 Ruggedized Fanout Cable, Low Smoke Zero Halogen | CommScope® | SYSTIMAX InstaPATCH® 360 |  | Ruggedized fanout |  | Discontinued
F4ZSCSCAF |  | Base Product | OM3 SC/UPC to SC/UPC 24-Fiber InstaPATCH® 360 Ruggedized Fanout Cable, Low Smoke Zero Halogen | CommScope® | SYSTIMAX InstaPATCH® 360 |  | Ruggedized fanout |  | Discontinued
F4XSCSCAH |  | Base Product | OM4 SC/UPC to SC/UPC 48-Fiber InstaPATCH® 360 Ruggedized Fanout Cable, Low Smoke Zero Halogen | CommScope® | SYSTIMAX InstaPATCH® 360 |  | Ruggedized fanout |  | Discontinued
F4ZSCSCAG |  | Base Product | OM3 SC/UPC to SC/UPC 36-Fiber InstaPATCH® 360 Ruggedized Fanout Cable, Low Smoke Zero Halogen | CommScope® | SYSTIMAX InstaPATCH® 360 |  | Ruggedized fanout |  | Discontinued
F4ZLCLCAH |  | Base Product | OM3 LC/UPC to LC/UPC 48-Fiber InstaPATCH® 360 Ruggedized Fanout Cable, Low Smoke Zero Halogen | CommScope® | SYSTIMAX InstaPATCH® 360 |  | Ruggedized fanout |  | Discontinued
UNVSCSCCK |  | Base Product | Ultra Low Loss ULL LazrSPEED® 550 OM5 SC/UPC to SC/UPC Ruggedized fanout Cable, 72-Fiber, LSZH, 12 fiber PmP 2.0 mm Dca | CommScope® | SYSTIMAX ULL |  | Ruggedized fanout
UNXLCLCCD |  | Base Product | Ultra Low Loss ULL LazrSPEED® 550 LC/UPC to LC/UPC Ruggedized fanout Cable, 12-Fiber, LSZH, 12 fiber PmP 2.0 mm Dca | CommScope® | SYSTIMAX ULL |  | Ruggedized fanout
UNXLCLCCF |  | Base Product | Ultra Low Loss ULL LazrSPEED® 550 LC/UPC to LC/UPC Ruggedized fanout Cable, 24-Fiber, LSZH, 12 fiber PmP 2.0 mm Dca | CommScope® | SYSTIMAX ULL |  | Ruggedized fanout
UNXLCLCCH |  | Base Product | Ultra Low Loss ULL LazrSPEED® 550 LC/UPC to LC/UPC Ruggedized fanout Cable, 48-Fiber, LSZH, 12 fiber PmP 2.0 mm Dca | CommScope® | SYSTIMAX ULL |  | Ruggedized fanout
UNXLULUCM |  | Base Product | Ultra Low Loss ULL LazrSPEED® 550 LC/UPC Uniboot to LC/UPC Uniboot Ruggedized fanout Cable, 144-Fiber, LSZH, 12 fiber PmP 2.0 mm Dca | CommScope® | SYSTIMAX ULL |  | Ruggedized fanout
UNVSCSCCG |  | Base Product | Ultra Low Loss ULL LazrSPEED® 550 OM5 SC/UPC to SC/UPC Ruggedized fanout Cable, 36-Fiber, LSZH, 12 fiber PmP 2.0 mm Dca | CommScope® | SYSTIMAX ULL |  | Ruggedized fanout
UNXLCLCCK |  | Base Product | Ultra Low Loss ULL LazrSPEED® 550 LC/UPC to LC/UPC Ruggedized fanout Cable, 72-Fiber, LSZH, 12 fiber PmP 2.0 mm Dca | CommScope® | SYSTIMAX ULL |  | Ruggedized fanout
UNXSCSCCL |  | Base Product | Ultra Low Loss ULL LazrSPEED® 550 SC/UPC to SC/UPC Ruggedized fanout Cable, 96-Fiber, LSZH, 12 fiber PmP 2.0 mm Dca | CommScope® | SYSTIMAX ULL |  | Ruggedized fanout
UNXSCSCCM |  | Base Product | Ultra Low Loss ULL LazrSPEED® 550 SC/UPC to SC/UPC Ruggedized fanout Cable, 144-Fiber, LSZH, 12 fiber PmP 2.0 mm Dca | CommScope® | SYSTIMAX ULL |  | Ruggedized fanout
UNXSCSCCG |  | Base Product | Ultra Low Loss ULL LazrSPEED® 550 SC/UPC to SC/UPC Ruggedized fanout Cable, 36-Fiber, LSZH, 12 fiber PmP 2.0 mm Dca | CommScope® | SYSTIMAX ULL |  | Ruggedized fanout
U4GSCSCCH |  | Base Product | Ultra Low Loss ULL TeraSPEED® SC/UPC to SC/UPC Ruggedized fanout Cable, 48-Fiber, LSZH, 12 fiber PmP 2.0 mm /B2ca | CommScope® | SYSTIMAX ULL |  | Ruggedized fanout
U4GSASACD |  | Base Product | Ultra Low Loss ULL TeraSPEED® SC/APC to SC/APC Ruggedized fanout Cable, 12-Fiber, LSZH, 12 fiber PmP 2.0 mm /B2ca | CommScope® | SYSTIMAX ULL |  | Ruggedized fanout
U4VLCLCCM |  | Base Product | Ultra Low Loss ULL LazrSPEED® 550 OM5 LC/UPC to LC/UPC Ruggedized fanout Cable, 144-Fiber, LSZH, 12 fiber PmP 2.0 mm /B2ca | CommScope® | SYSTIMAX ULL |  | Ruggedized fanout
U4XLULUCH |  | Base Product | Ultra Low Loss ULL LazrSPEED® 550 LC/UPC Uniboot to LC/UPC Uniboot Ruggedized fanout Cable, 48-Fiber, LSZH, 12 fiber PmP 2.0 mm /B2ca | CommScope® | SYSTIMAX ULL |  | Ruggedized fanout
U4VSCSCCD |  | Base Product | Ultra Low Loss ULL LazrSPEED® 550 OM5 SC/UPC to SC/UPC Ruggedized fanout Cable, 12-Fiber, LSZH, 12 fiber PmP 2.0 mm /B2ca | CommScope® | SYSTIMAX ULL |  | Ruggedized fanout
U4XLCLCCG |  | Base Product | Ultra Low Loss ULL LazrSPEED® 550 LC/UPC to LC/UPC Ruggedized fanout Cable, 36-Fiber, LSZH, 12 fiber PmP 2.0 mm /B2ca | CommScope® | SYSTIMAX ULL |  | Ruggedized fanout
U4XLCLCCH |  | Base Product | Ultra Low Loss ULL LazrSPEED® 550 LC/UPC to LC/UPC Ruggedized fanout Cable, 48-Fiber, LSZH, 12 fiber PmP 2.0 mm /B2ca | CommScope® | SYSTIMAX ULL |  | Ruggedized fanout
U4VSCSCCF |  | Base Product | Ultra Low Loss ULL LazrSPEED® 550 OM5 SC/UPC to SC/UPC Ruggedized fanout Cable, 24-Fiber, LSZH, 12 fiber PmP 2.0 mm /B2ca | CommScope® | SYSTIMAX ULL |  | Ruggedized fanout
U4XLULUCM |  | Base Product | Ultra Low Loss ULL LazrSPEED® 550 LC/UPC Uniboot to LC/UPC Uniboot Ruggedized fanout Cable, 144-Fiber, LSZH, 12 fiber PmP 2.0 mm /B2ca | CommScope® | SYSTIMAX ULL |  | Ruggedized fanout
U4XLCLCCK |  | Base Product | Ultra Low Loss ULL LazrSPEED® 550 LC/UPC to LC/UPC Ruggedized fanout Cable, 72-Fiber, LSZH, 12 fiber PmP 2.0 mm /B2ca | CommScope® | SYSTIMAX ULL |  | Ruggedized fanout
U4VSCSCCG |  | Base Product | Ultra Low Loss ULL LazrSPEED® 550 OM5 SC/UPC to SC/UPC Ruggedized fanout Cable, 36-Fiber, LSZH, 12 fiber PmP 2.0 mm /B2ca | CommScope® | SYSTIMAX ULL |  | Ruggedized fanout
U4XLCLCCL |  | Base Product | Ultra Low Loss ULL LazrSPEED® 550 LC/UPC to LC/UPC Ruggedized fanout Cable, 96-Fiber, LSZH, 12 fiber PmP 2.0 mm /B2ca | CommScope® | SYSTIMAX ULL |  | Ruggedized fanout
U4VSCSCCH |  | Base Product | Ultra Low Loss ULL LazrSPEED® 550 OM5 SC/UPC to SC/UPC Ruggedized fanout Cable, 48-Fiber, LSZH, 12 fiber PmP 2.0 mm /B2ca | CommScope® | SYSTIMAX ULL |  | Ruggedized fanout
U4XLCLCCM |  | Base Product | Ultra Low Loss ULL LazrSPEED® 550 LC/UPC to LC/UPC Ruggedized fanout Cable, 144-Fiber, LSZH, 12 fiber PmP 2.0 mm /B2ca | CommScope® | SYSTIMAX ULL |  | Ruggedized fanout
U4VSCSCCK |  | Base Product | Ultra Low Loss ULL LazrSPEED® 550 OM5 SC/UPC to SC/UPC Ruggedized fanout Cable, 72-Fiber, LSZH, 12 fiber PmP 2.0 mm /B2ca | CommScope® | SYSTIMAX ULL |  | Ruggedized fanout
U4XLULUCD |  | Base Product | Ultra Low Loss ULL LazrSPEED® 550 LC/UPC Uniboot to LC/UPC Uniboot Ruggedized fanout Cable, 12-Fiber, LSZH, 12 fiber PmP 2.0 mm /B2ca | CommScope® | SYSTIMAX ULL |  | Ruggedized fanout
U4VSCSCCL |  | Base Product | Ultra Low Loss ULL LazrSPEED® 550 OM5 SC/UPC to SC/UPC Ruggedized fanout Cable, 96-Fiber, LSZH, 12 fiber PmP 2.0 mm /B2ca | CommScope® | SYSTIMAX ULL |  | Ruggedized fanout
U4VSCSCCM |  | Base Product | Ultra Low Loss ULL LazrSPEED® 550 OM5 SC/UPC to SC/UPC Ruggedized fanout Cable, 144-Fiber, LSZH, 12 fiber PmP 2.0 mm /B2ca | CommScope® | SYSTIMAX ULL |  | Ruggedized fanout
U4XSCSCCG |  | Base Product | Ultra Low Loss ULL LazrSPEED® 550 SC/UPC to SC/UPC Ruggedized fanout Cable, 36-Fiber, LSZH, 12 fiber PmP 2.0 mm /B2ca | CommScope® | SYSTIMAX ULL |  | Ruggedized fanout
U4XSCSCCH |  | Base Product | Ultra Low Loss ULL LazrSPEED® 550 SC/UPC to SC/UPC Ruggedized fanout Cable, 48-Fiber, LSZH, 12 fiber PmP 2.0 mm /B2ca | CommScope® | SYSTIMAX ULL |  | Ruggedized fanout
U4XSCSCCK |  | Base Product | Ultra Low Loss ULL LazrSPEED® 550 SC/UPC to SC/UPC Ruggedized fanout Cable, 72-Fiber, LSZH, 12 fiber PmP 2.0 mm /B2ca | CommScope® | SYSTIMAX ULL |  | Ruggedized fanout
U4XSCSCCM |  | Base Product | Ultra Low Loss ULL LazrSPEED® 550 SC/UPC to SC/UPC Ruggedized fanout Cable, 144-Fiber, LSZH, 12 fiber PmP 2.0 mm /B2ca | CommScope® | SYSTIMAX ULL |  | Ruggedized fanout
1474753 | FPM-07/7-AN020M-25/25 | Variant | Fiber Optic Patch Cord, Multi-fiber, Singlemode, 4 fibers, SC/UPC to SC/UPC, yellow, 20 m |  |  | FPM | Fiber distribution cable assembly
1661662 | FPM-07/7-AT044M-39/25 | Variant | Fiber Optic Patch Cord, Multi-fiber, Singlemode, 24 fibers, SC/UPC to SC/UPC, 44 m |  |  | FPM | Fiber distribution cable assembly
1667127 | FPM-07/7-AC020M-25/39 | Variant | Fiber Optic Patch Cord, Multi-fiber, Singlemode, 2 fibers, SC/UPC to SC/UPC, yellow, 20 m |  |  | FPM | Fiber distribution cable assembly
1669462 | FPM-07/7-AC021M-25/39 | Variant | Fiber Optic Patch Cord, Multi-fiber, Singlemode, 2 fibers, SC/UPC to SC/UPC, yellow, 21 m |  |  | FPM | Fiber distribution cable assembly
1670281 | FPM-07/7-AT011M-39/25 | Variant | Fiber Optic Patch Cord, Multi-fiber, Singlemode, 24 fibers, SC/UPC to SC/UPC, yellow, 11 m |  |  | FPM | Fiber distribution cable assembly
1672030 | FPM-07/7-AC036M-39/25 | Variant | Fiber Optic Patch Cord, Multi-fiber, Singlemode, 2 fibers, SC/UPC to SC/UPC, 36 m |  |  | FPM | Fiber distribution cable assembly
1675297 | FPM-07/7-AN016M-39/25 | Variant | Fiber Optic Patch Cord, Multi-fiber, Singlemode, 4 fibers, SC/UPC to SC/UPC, yellow, 16 m |  |  | FPM | Fiber distribution cable assembly
1680989 | FPM-07/K-AT018M-25/39 | Variant | Fiber Optic Patch Cord, Multi-fiber, Singlemode, 24 fibers, SC/UPC to LC/UPC, yellow, 18 m |  |  | FPM | Fiber distribution cable assembly
1673295 | FPM-07/7-AN014M-39/25 | Variant | Fiber Optic Patch Cord, Multi-fiber, Singlemode, 4 fibers, SC/UPC to SC/UPC, yellow, 14 m |  |  | FPM | Fiber distribution cable assembly
1676892 | FPM-07/K-AT032M-25/39 | Variant | Fiber Optic Patch Cord, Multi-fiber, Singlemode, 24 fibers, SC/UPC to LC/UPC, yellow, 32 m |  |  | FPM | Fiber distribution cable assembly
1682372 | FPM-07/K-AT022M-25/39 | Variant | Fiber Optic Patch Cord, Multi-fiber, Singlemode, 24 fibers, SC/UPC to LC/UPC, yellow, 22 m |  |  | FPM | Fiber distribution cable assembly
1685010 | FPM-07/7-AF031M-39/25 | Variant | Fiber Optic Patch Cord, Multi-fiber, Singlemode, 12 fibers, SC/UPC to SC/UPC, 31 m |  |  | FPM | Fiber distribution cable assembly
1682008 | FPM-07/K-AT040M-25/39 | Variant | Fiber Optic Patch Cord, Multi-fiber, Singlemode, 24 fibers, SC/UPC to LC/UPC, yellow, 40 m |  |  | FPM | Fiber distribution cable assembly
1684603 | FPM-07/7-AT016M-39/25 | Variant | Fiber Optic Patch Cord, Multi-fiber, Singlemode, 24 fibers, SC/UPC to SC/UPC, yellow, 16 m |  |  | FPM | Fiber distribution cable assembly
1688456 | FPM-07/7-AT080M-39/25 | Variant | Fiber Optic Patch Cord, Multi-fiber, Singlemode, 24 fibers, SC/UPC to SC/UPC, yellow, 80 m |  |  | FPM | Fiber distribution cable assembly
1685586 | FPM-07/7-AN024M-25/39 | Variant | Fiber Optic Patch Cord, Multi-fiber, Singlemode, 4 fibers, SC/UPC to SC/UPC, yellow, 24 m |  |  | FPM | Fiber distribution cable assembly
1688498 | FPM-07/7-AT019M-39/25 | Variant | Fiber Optic Patch Cord, Multi-fiber, Singlemode, 24 fibers, SC/UPC to SC/UPC, yellow, 19 m |  |  | FPM | Fiber distribution cable assembly
1691736 | FPM-07/K-AN034M-60/39 | Variant | Fiber Optic Patch Cord, Multi-fiber, Singlemode, 4 fibers, SC/UPC to LC/UPC, yellow, 34 m |  |  | FPM | Fiber distribution cable assembly
1690806 | FPM-07/7-AT028M-39/25 | Variant | Fiber Optic Patch Cord, Multi-fiber, Singlemode, 24 fibers, SC/UPC to SC/UPC, yellow, 28 m |  |  | FPM | Fiber distribution cable assembly
1692779 | FPM-07/7-AN072M-25/39 | Variant | Fiber Optic Patch Cord, Multi-fiber, Singlemode, 4 fibers, SC/UPC to SC/UPC, 72 m |  |  | FPM | Fiber distribution cable assembly
1707408 | FPM-07/7-AT044M-39/60 | Variant | Fiber Optic Patch Cord, Multi-fiber, Singlemode, 24 fibers, SC/UPC to SC/UPC, 44 m |  |  | FPM | Fiber distribution cable assembly
1699194 | FPM-07/K-AC039M-25/39 | Variant | Fiber Optic Patch Cord, Multi-fiber, Singlemode, 2 fibers, SC/UPC to LC/UPC, yellow, 39 m |  |  | FPM | Fiber distribution cable assembly
1708806 | FPM-07/K-AC014M-60/39 | Variant | Fiber Optic Patch Cord, Multi-fiber, Singlemode, 2 fibers, SC/UPC to LC/UPC, yellow, 14 m |  |  | FPM | Fiber distribution cable assembly
1713665 | FPM-07/7-AT017M-25/25 | Variant | Fiber Optic Patch Cord, Multi-fiber, Singlemode, 24 fibers, SC/UPC to SC/UPC, yellow, 17 m |  |  | FPM | Fiber distribution cable assembly
1714139 | FPM-07/7-AT014M-25/25 | Variant | Fiber Optic Patch Cord, Multi-fiber, Singlemode, 24 fibers, SC/UPC to SC/UPC, yellow, 14 m |  |  | FPM | Fiber distribution cable assembly
320000111318 | FPM-07/K-AN160M-60/39 | Variant | Fiber Optic Patch Cord, OS2, SC/UPC-LC/UPC, 4-fiber RBR, 2.0 mm subunits, 160 m, yellow, 60"/39" breakouts |  |  | FPM | Fiber distribution cable assembly
320000110751 | FPM-07/7-AT072M-39/60 | Variant | Fiber Optic Patch Cord, OS2, SC/UPC-SC/UPC, 24F RBR, 2.0 mm subunits, 72 m, yellow, 39"/60" breakouts |  |  | FPM | Fiber distribution cable assembly
320000111144 | FPM-07/7-AT070M-25/60 | Variant | Fiber Optic Patch Cord, OS2, SC/UPC-SC/UPC, 24F RBR, 2.0 mm subunits, 70 m, yellow, 25"/60" breakouts |  |  | FPM | Fiber distribution cable assembly
300001717373 | FPM-07/7-AT018M-25/25 | Variant | Fiber Optic Patch Cord, Multi-fiber, Singlemode, 24 fibers, SC/UPC to SC/UPC, yellow, 18 m |  |  | FPM | Fiber distribution cable assembly
300001729686 | FPM-07/7-AT037M-25/39 | Variant | Fiber Optic Patch Cord, Multi-fiber, Singlemode, 24 fibers, SC/UPC to SC/UPC, yellow, 37 m |  |  | FPM | Fiber distribution cable assembly
300001720379 | FPM-07/7-AC015M-39/60 | Variant | Fiber Optic Patch Cord, Multi-fiber, Singlemode, 2 fibers, SC/UPC to SC/UPC, yellow, 15 m |  |  | FPM | Fiber distribution cable assembly
300001719050 | FPM-07/K-AS014M-25/39 | Variant | Fiber Optic Patch Cord, Multi-fiber, Singlemode, 8 fibers, SC/UPC to LC/UPC, yellow, 14 m |  |  | FPM | Fiber distribution cable assembly
300001717306 | FPM-07/7-AT020M-25/25 | Variant | Fiber Optic Patch Cord, Multi-fiber, Singlemode, 24 fibers, SC/UPC to SC/UPC, yellow, 20 m |  |  | FPM | Fiber distribution cable assembly
300001730922 | FPM-07/K-AC013M-60/39 | Variant | Fiber Optic Patch Cord, Multi-fiber, Singlemode, 2 fibers, SC/UPC to LC/UPC, yellow, 13 m |  |  | FPM | Fiber distribution cable assembly
300001741320 | FPM-07/7-AT028M-25/60 | Variant | Fiber Optic Patch Cord, Multi-fiber, Singlemode, 24 fibers, SC/UPC to SC/UPC, yellow, 28 m |  |  | FPM | Fiber distribution cable assembly
300001746001 | FPM-07/7-AN056M-39/60 | Variant | Fiber Optic Patch Cord, Multi-fiber, Singlemode, 4 fibers, SC/UPC to SC/UPC, 56 m |  |  | FPM | Fiber distribution cable assembly
300001749020 | FPM-07/7-AT020M-25/60 | Variant | Fiber Optic Patch Cord, OS2, SC/UPC-SC/UPC, 24F RBR, 2.0 mm subunits, 20 m, yellow, 25"/60" breakouts |  |  | FPM | Fiber distribution cable assembly
300001750484 | FPM-07/7-AT040M-25/25 | Variant | Fiber Optic Patch Cord, OS2, SC/UPC-SC/UPC, 24F RBR, 2.0 mm subunits, 40 m, yellow, 25" breakouts |  |  | FPM | Fiber distribution cable assembly
300001750706 | FPM-07/7-AT043M-25/25 | Variant | Fiber Optic Patch Cord, OS2, SC/UPC-SC/UPC, 24F RBR, 2.0 mm subunits, 43 m, yellow, 25" breakouts |  |  | FPM | Fiber distribution cable assembly
300001750588 | FPM-07/7-AT049M-25/25 | Variant | Fiber Optic Patch Cord, OS2, SC/UPC-SC/UPC, 24F RBR, 2.0 mm subunits, 49 m, yellow, 25" breakouts |  |  | FPM | Fiber distribution cable assembly
300001762625 | FPM-07/7-AN058M-25/25 | Variant | Fiber Optic Patch Cord, Multi-fiber, Singlemode, 4 fibers, SC/UPC to SC/UPC, 58 m |  |  | FPM | Fiber distribution cable assembly
300001759141 | FPM-07/7-AS017M-39/25 | Variant | Fiber Optic Patch Cord, Multi-fiber, Singlemode, 8 fibers, SC/UPC to SC/UPC, yellow, 17 m |  |  | FPM | Fiber distribution cable assembly
300001773395 | FPM-07/7-AT076M-25/39 | Variant | Fiber Optic Patch Cord, Multi-fiber, Singlemode, 24 fibers, SC/UPC to SC/UPC, 76 m |  |  | FPM | Fiber distribution cable assembly
300001774216 | FPM-07/7-AN029M-39/25 | Variant | Fiber Optic Patch Cord, Multi-fiber, Singlemode, 4 fibers, SC/UPC to SC/UPC, yellow, 29 m |  |  | FPM | Fiber distribution cable assembly
300001774223 | FPM-07/7-AT013M-39/60 | Variant | Fiber Optic Patch Cord, OS2, SC/UPC-SC/UPC, 24F RBR, 2.0 mm subunits, 13 m, yellow, 39"/60" breakouts |  |  | FPM | Fiber distribution cable assembly
300001770923 | FPM-07/7-AN048M-25/39 | Variant | Fiber Optic Patch Cord, Multi-fiber, Singlemode, 4 fibers, SC/UPC to SC/UPC, yellow, 48 m |  |  | FPM | Fiber distribution cable assembly
300001774147 | FPM-07/7-AN012M-39/25 | Variant | Fiber Optic Patch Cord, OS2, SC/UPC-SC/UPC, 4-fiber RBR, 2.0 mm subunits, 12 m, yellow, 39"/25" breakouts |  |  | FPM | Fiber distribution cable assembly
300001783464 | FPM-07/7-AC068M-25/60 | Variant | Fiber Optic Patch Cord, Multi-fiber, Singlemode, 2 fibers, SC/UPC to SC/UPC, 68 m |  |  | FPM | Fiber distribution cable assembly
300001784193 | FPM-07/7-AT055M-25/60 | Variant | Fiber Optic Patch Cord, OS2, SC/UPC-SC/UPC, 24F RBR, 2.0 mm subunits, 55 m, yellow, 25"/60" breakouts |  |  | FPM | Fiber distribution cable assembly
300001774151 | FPM-07/7-AN013M-39/25 | Variant | Fiber Optic Patch Cord, Multi-fiber, Singlemode, 4 fibers, SC/UPC to SC/UPC, yellow, 13 m |  |  | FPM | Fiber distribution cable assembly
300001782133 | FPM-07/7-AC066M-25/39 | Variant | Fiber Optic Patch Cord, Multi-fiber, Singlemode, 2 fibers, SC/UPC to SC/UPC, 66 m |  |  | FPM | Fiber distribution cable assembly
300100113241 | FPM-07/7-AT164M-25/25 | Variant | Fiber Optic Patch Cord, Multi-fiber, Singlemode, 24 fibers, SC/UPC to SC/UPC, yellow, 164 m |  |  | FPM | Fiber distribution cable assembly
320000100197 | FPM-0E/E-AC012M-39/60 | Variant | Fiber Optic Patch Cord, Multi-fiber, Singlemode, 2 fibers, SC/APC to SC/APC, yellow, 12 m |  |  | FPM | Fiber distribution cable assembly
320000103324 | FPM-07/7-AT076M-25/25 | Variant | Fiber Optic Patch Cord, OS2, SC/UPC-SC/UPC, 24F RBR, 2.0 mm subunits, 76 m, yellow, 25" breakouts |  |  | FPM | Fiber distribution cable assembly
320000104398 | FPM-07/E-AT033M-25/60 | Variant | Fiber Optic Patch Cord, OS2, SC/UPC-SC/APC, 24F RBR, 2.0 mm subunits, 33 m, yellow, 25"/60" breakouts |  |  | FPM | Fiber distribution cable assembly
320000104255 | FPM-0K/K-AC018M-39/39 | Variant | Fiber Optic Patch Cord, OS2, LC/UPC-LC/UPC, 2-fiber RBR, 2.0 mm subunits, 18 m, yellow, 39" breakouts |  |  | FPM | Fiber distribution cable assembly
320000102479 | FPM-07/7-AC026M-25/25 | Variant | Fiber Optic Patch Cord, Multi-fiber, Singlemode, 2 fibers, SC/UPC to SC/UPC, yellow, 26 m |  |  | FPM | Fiber distribution cable assembly
320000101986 | FPM-07/K-AT045M-25/39 | Variant | Fiber Optic Patch Cord, OS2, SC/UPC-LC/UPC, 24F RBR, 2.0 mm subunits, 45 m, yellow, 25"/39" breakouts |  |  | FPM | Fiber distribution cable assembly
320000106376 | FPM-07/K-AC059M-25/39 | Variant | Fiber Optic Patch Cord, OS2, SC/UPC-LC/UPC, 2-fiber RBR, 2.0 mm subunits, 59 m, yellow, 25"/39" breakouts |  |  | FPM | Fiber distribution cable assembly
320000107360 | FPM-07/7-AC028M-25/60 | Variant | Fiber Optic Patch Cord, Multi-fiber, Singlemode, 2 fibers, SC/UPC to SC/UPC, yellow, 28 m |  |  | FPM | Fiber distribution cable assembly
320000107071 | FPM-07/7-AT088M-25/25 | Variant | Fiber Optic Patch Cord, OS2, SC/UPC-SC/UPC, 24F RBR, 2.0 mm subunits, 88 m, yellow, 25" breakouts |  |  | FPM | Fiber distribution cable assembly
320000112759 | FPM-07/7-AC026M-25/60 | Variant | Fiber Optic Patch Cord, Multi-fiber, Singlemode, 2 fibers, SC/UPC to SC/UPC, yellow, 26 m |  |  | FPM | Fiber distribution cable assembly
320000114104 | FPM-07/K-AF064M-25/25 | Variant | Fiber Optic Patch Cord, Multi-fiber, Singlemode, 12 fibers, SC/UPC to LC/UPC, 64 m |  |  | FPM | Fiber distribution cable assembly
320000115930 | FPM-07/7-AC026M-39/60 | Variant | Fiber Optic Patch Cord, Multi-fiber, Singlemode, 2 fibers, SC/UPC to SC/UPC, yellow, 26 m |  |  | FPM | Fiber distribution cable assembly
320000116205 | FPM-07/K-AT056M-25/39 | Variant | Fiber Optic Patch Cord, Multi-fiber, Singlemode, 24 fibers, SC/UPC to LC/UPC, 56 m |  |  | FPM | Fiber distribution cable assembly
320000116206 | FPM-07/7-AC076M-39/60 | Variant | Fiber Optic Patch Cord, Multi-fiber, Singlemode, 2 fibers, SC/UPC to SC/UPC, 76 m |  |  | FPM | Fiber distribution cable assembly
320000114299 | FPM-07/7-AN105M-25/25 | Variant | Fiber Optic Patch Cord, Multi-fiber, Singlemode, 4 fibers, SC/UPC to SC/UPC, yellow, 105 m |  |  | FPM | Fiber distribution cable assembly
1674864 | FPM-07/K-AN026M-60/39 | Variant | Fiber Optic Patch Cord, Multi-fiber, Singlemode, 4 fibers, SC/UPC to LC/UPC, yellow, 26 m |  |  | FPM | Fiber distribution cable assembly
MIFC-9/02C050-NGF |  | Variant | Fiber Optic Intra Facility Cable, Multimode, OM2, SC/UPC to Stub, orange, 50 m |  |  | IFC | Fiber distribution cable assembly |  | Discontinued
MIFC-9/02C230-NGF |  | Variant | Fiber Optic Intra Facility Cable, Multimode, OM2, SC/UPC to Stub, 230 m |  |  | IFC | Fiber distribution cable assembly |  | Discontinued
IFC-7/02050-NGF |  | Variant | Intra Facility Fiber Cable, OS2, SC/UPC- stub, 48F, 50 m, NGF breakout 96-, 144-position |  |  | IFC | Fiber distribution cable assembly
IFC-7/02120-NGF |  | Variant | Intra Facility Fiber Cable, OS2, SC/UPC- stub, 48F, 120 m, NGF breakout 96-, 144-position |  |  | IFC | Fiber distribution cable assembly
IFC-7/7VP020-PPV |  | Variant | Fiber Optic Intra Facility Fiber Cable, OS2, SC/UPC to SC/UPC, yellow, 20 m |  |  | IFC | Fiber distribution cable assembly
IFC-7/7VP033-PPV |  | Variant | Fiber Optic Intra Facility Fiber Cable, OS2, SC/UPC to SC/UPC, yellow, 33 m |  |  | IFC | Fiber distribution cable assembly
IFC-7/7VP016-PPV |  | Variant | Fiber Optic Intra Facility Fiber Cable, OS2, SC/UPC to SC/UPC, yellow, 16 m |  |  | IFC | Fiber distribution cable assembly
IFC-7/7VP022-PPV |  | Variant | Fiber Optic Intra Facility Fiber Cable, OS2, SC/UPC to SC/UPC, yellow, 22 m |  |  | IFC | Fiber distribution cable assembly
IFC-7/7VP036-PPV |  | Variant | Intra Facility Fiber Cable, OS2, SC/UPC- SC/UPC, 72-fiber ribbon, 36 m, with LSX pulling socks |  |  | IFC | Fiber distribution cable assembly
IFC-7/7VP025-PPV |  | Variant | Fiber Optic Intra Facility Fiber Cable, OS2, SC/UPC to SC/UPC, yellow, 25 m |  |  | IFC | Fiber distribution cable assembly
IFC-7/7VP070-PPP3V |  | Variant | Fiber Optic Intra Facility Fiber Cable, OS2, SC/UPC to SC/UPC, 70 m |  |  | IFC | Fiber distribution cable assembly
IFC-7/7VP040-PPP3V |  | Variant | Fiber Optic Intra Facility Fiber Cable, OS2, SC/UPC to SC/UPC, yellow, 40 m |  |  | IFC | Fiber distribution cable assembly
IFC-7/7VP040-PPV |  | Variant | Fiber Optic Intra Facility Fiber Cable, OS2, SC/UPC to SC/UPC, yellow, 40 m |  |  | IFC | Fiber distribution cable assembly
IFC-7/7VP031-PPV |  | Variant | Fiber Optic Intra Facility Fiber Cable, OS2, SC/UPC to SC/UPC, 31 m |  |  | IFC | Fiber distribution cable assembly
IFC-7/7VP026-PPV |  | Variant | Fiber Optic Intra Facility Fiber Cable, OS2, SC/UPC to SC/UPC, yellow, 26 m |  |  | IFC | Fiber distribution cable assembly
IFC-7/7VP028-PPV |  | Variant | Fiber Optic Intra Facility Fiber Cable, OS2, SC/UPC to SC/UPC, yellow, 28 m |  |  | IFC | Fiber distribution cable assembly
IFC-7/7VP046-PPP3V |  | Variant | Fiber Optic Intra Facility Fiber Cable, OS2, SC/UPC to SC/UPC, yellow, 46 m |  |  | IFC | Fiber distribution cable assembly
IFC-E/EA015 |  | Variant | Fiber Optic Intra Facility Fiber Cable, OS2, SC/APC to SC/APC, yellow, 15 m |  |  | IFC | Fiber distribution cable assembly
IFC-E/EA020 |  | Variant | Fiber Optic Intra Facility Fiber Cable, OS2, SC/APC to SC/APC, yellow, 20 m |  |  | IFC | Fiber distribution cable assembly
FPM-0M/0-M003M |  | Variant | Fiber Optic Pigtail, OS2, LC/APC-stub, 12F soft wall 900 μm buffered fiber, 3 m, yellow, 12" breakout |  |  | FPM | Fiber pigtail ¦ multi-fiber
FPM-0K/0-M003M |  | Variant | Fiber Optic Pigtail, Multi-fiber, Singlemode, 12 fibers, LC/UPC to Stub, yellow, 3 m |  |  | FPM | Fiber pigtail ¦ multi-fiber
FPM-07/K-AN030M |  | Variant | Fiber Optic Patch Cord, Multi-fiber, Singlemode, 4 fibers, SC/UPC to LC/UPC, yellow, 30 m |  |  | FPM | Fiber distribution cable assembly
FPM-07/7-AN030M |  | Variant | Fiber Optic Patch Cord, Multi-fiber, Singlemode, 4 fibers, SC/UPC to SC/UPC, yellow, 30 m |  |  | FPM | Fiber distribution cable assembly
FPM-0E/0-M005F |  | Variant | Fiber Optic Pigtail, Multi-fiber, Singlemode, 12 fibers, SC/UPC to stub, yellow, 5 ft |  |  | FPM | Fiber pigtail ¦ multi-fiber
FPM-0E/0-P030M |  | Variant | Fiber Optic Pigtail, Multi-fiber, Singlemode, 6 fibers, SC/APC to Stub, yellow, 30 m |  |  | FPM | Fiber pigtail ¦ multi-fiber
UHGLCUCAD |  | Base Product | Ultra Low Loss TeraSpeed LC/UPC to Unconnectorized Armored Pre-terminated Trunk Cable, 12-Fiber, Plenum | CommScope® | SYSTIMAX ULL |  | Ruggedized fanout |  | Discontinued
F4WLCLCAM |  | Base Product | SingleMode LC/UPC to LC/UPC, InstaPATCH® 360 Ruggedized Fiber Fanout Cable Assembly, 144-Fiber, LSZH, B2ca | CommScope® | SYSTIMAX InstaPATCH® 360 |  | Ruggedized fanout
F4WLCLCQ8 |  | Base Product | SingleMode LC/UPC to LC/UPC, InstaPATCH® 360 Ruggedized Fiber Fanout Cable Assembly, 8-Fiber, LSZH, B2ca | CommScope® | SYSTIMAX InstaPATCH® 360 |  | Ruggedized fanout
F4WLCLCQR |  | Base Product | SingleMode LC/UPC to LC/UPC, InstaPATCH® 360 Ruggedized Fiber Fanout Cable Assembly, 16-Fiber, LSZH, B2ca | CommScope® | SYSTIMAX InstaPATCH® 360 |  | Ruggedized fanout
F4WLCLCAS |  | Base Product | SingleMode LC/UPC to LC/UPC, InstaPATCH® 360 Ruggedized Fiber Fanout Cable Assembly, 32-Fiber, LSZH, B2ca | CommScope® | SYSTIMAX InstaPATCH® 360 |  | Ruggedized fanout
F4WLCLCAU |  | Base Product | SingleMode LC/UPC to LC/UPC, InstaPATCH® 360 Ruggedized Fiber Fanout Cable Assembly, 64-Fiber, LSZH, B2ca | CommScope® | SYSTIMAX InstaPATCH® 360 |  | Ruggedized fanout
F4XLCLCAU |  | Base Product | OM4 LC/UPC to LC/UPC 64-Fiber InstaPATCH® 360 Ruggedized Fanout Cable, Low Smoke Zero Halogen, B2ca | CommScope® | SYSTIMAX InstaPATCH® 360 |  | Ruggedized fanout
FLWLCSAAF |  | Base Product | Singlemode LC/UPC to SC/APC 24-Fiber, InstaPATCH® 360 Ruggedized Fanout Cable, Plenum | CommScope® | SYSTIMAX InstaPATCH® 360 |  | Ruggedized fanout
FLWLASAAD |  | Base Product | Singlemode LC/APC to SC/APC 12-Fiber InstaPATCH® 360 Ruggedized Fanout Cable, Plenum | CommScope® | SYSTIMAX InstaPATCH® 360 |  | Ruggedized fanout
FLWLCUCAF |  | Base Product | Singlemode LC/UPC to Unconnectorized 24-Fiber InstaPATCH® 360 Ruggedized Fanout Cable, Plenum | CommScope® | SYSTIMAX InstaPATCH® 360 |  | Ruggedized fanout
FLWLCLCAD |  | Base Product | SingleMode LC/UPC to LC/UPC, InstaPATCH® 360 Ruggedized Fiber Fanout Cable Assembly, 12-Fiber, Plenum | CommScope® | SYSTIMAX InstaPATCH® 360 |  | Ruggedized fanout
FLWLCSCAH |  | Base Product | Singlemode LC/UPC to SC/UPC 48-Fiber, InstaPATCH® 360 Ruggedized Fanout Cable, Plenum | CommScope® | SYSTIMAX InstaPATCH® 360 |  | Ruggedized fanout
FLWLCSCAK |  | Base Product | Singlemode LC/UPC to SC/UPC 72-Fiber InstaPATCH® 360 Ruggedized Fanout Cable, Plenum | CommScope® | SYSTIMAX InstaPATCH® 360 |  | Ruggedized fanout
FLWLCUCAK |  | Base Product | Singlemode LC/UPC to Unconnectorized 72-Fiber InstaPATCH® 360 Ruggedized Fanout Cable, Plenum | CommScope® | SYSTIMAX InstaPATCH® 360 |  | Ruggedized fanout
FLWSASAAD |  | Base Product | Singlemode SC/APC to SC/APC, InstaPATCH® 360 Ruggedized Fiber Fanout Cable Assembly, 12-Fiber, Plenum | CommScope® | SYSTIMAX InstaPATCH® 360 |  | Ruggedized fanout
FLWSCSCAF |  | Base Product | Singlemode SC/UPC to SC/UPC 24-Fiber InstaPATCH® 360 Ruggedized Fanout Cable, Plenum | CommScope® | SYSTIMAX InstaPATCH® 360 |  | Ruggedized fanout
FLWSCSCAG |  | Base Product | SingleMode SC/UPC to SC/UPC, InstaPATCH® Ruggedized Fiber Fanout Cable Assembly, 36-Fiber, Plenum | CommScope® | SYSTIMAX InstaPATCH® 360 |  | Ruggedized fanout
FLWSCSCAH |  | Base Product | SingleMode SC/UPC to SC/UPC, InstaPATCH® 360 Ruggedized Fiber Fanout Cable Assembly, 48-Fiber, Plenum | CommScope® | SYSTIMAX InstaPATCH® 360 |  | Ruggedized fanout
FLWSCSAAF |  | Base Product | Singlemode SC/UPC to SC/APC 24-Fiber InstaPATCH® 360 Ruggedized Fanout Cable, Plenum | CommScope® | SYSTIMAX InstaPATCH® 360 |  | Ruggedized fanout
FLXLCLCAD |  | Base Product | OM4 LC/UPC to LC/UPC 12-Fiber InstaPATCH® 360 Ruggedized Fanout Cable, Plenum | CommScope® | SYSTIMAX InstaPATCH® 360 |  | Ruggedized fanout
FLXLCUCAK |  | Base Product | OM4 LC/UPC to Unconnectorized 72-Fiber InstaPATCH® 360 Ruggedized Fanout Cable, Plenum | CommScope® | SYSTIMAX InstaPATCH® 360 |  | Ruggedized fanout
FLXLCLCAK |  | Base Product | OM4 LC/UPC to LC/UPC 72-Fiber InstaPATCH® 360 Ruggedized Fanout Cable, Plenum | CommScope® | SYSTIMAX InstaPATCH® 360 |  | Ruggedized fanout
FLXLCSCAD |  | Base Product | OM4 LC/UPC to SC/UPC 12-Fiber InstaPATCH® 360 Ruggedized Fanout Cable, Plenum | CommScope® | SYSTIMAX InstaPATCH® 360 |  | Ruggedized fanout
FLXLCUCAD |  | Base Product | OM4 LC/UPC to Unconnectorized 12-Fiber InstaPATCH® 360 Ruggedized Fanout Cable, Plenum | CommScope® | SYSTIMAX InstaPATCH® 360 |  | Ruggedized fanout
FLXLCUCAF |  | Base Product | OM4 LC/UPC to Unconnectorized 24-Fiber InstaPATCH® 360 Ruggedized Fanout Cable, Plenum | CommScope® | SYSTIMAX InstaPATCH® 360 |  | Ruggedized fanout
FLXLCUCAH |  | Base Product | OM4 LC/UPC to Unconnectorized 48-Fiber InstaPATCH® 360 Ruggedized Fanout Cable, Plenum | CommScope® | SYSTIMAX InstaPATCH® 360 |  | Ruggedized fanout
FLZLCLCAD |  | Base Product | OM3 LC/UPC to LC/UPC 12-Fiber InstaPATCH® 360 Ruggedized Fanout Cable, Plenum | CommScope® | SYSTIMAX InstaPATCH® 360 |  | Ruggedized fanout
FLZLCLCAH |  | Base Product | OM3 LC/UPC to LC/UPC 48-Fiber InstaPATCH® 360 Ruggedized Fanout Cable, Plenum | CommScope® | SYSTIMAX InstaPATCH® 360 |  | Ruggedized fanout
FLZLCLCAK |  | Base Product | OM3 LC/UPC to LC/UPC 72-Fiber InstaPATCH® 360 Ruggedized Fanout Cable, Plenum | CommScope® | SYSTIMAX InstaPATCH® 360 |  | Ruggedized fanout
FLZLCUCAH |  | Base Product | OM3 LC/UPC to Unconnectorized 48-Fiber InstaPATCH® 360 Ruggedized Fanout Cable, Plenum | CommScope® | SYSTIMAX InstaPATCH® 360 |  | Ruggedized fanout
FNVLCLCAD |  | Base Product | LazrSPEED® 550 WideBand LC/UPC to LC/UPC, InstaPATCH® 360 Ruggedized Fanout Cable, 12-Fiber, LSZH | CommScope® | SYSTIMAX InstaPATCH® 360 |  | Ruggedized fanout
FNWLCLCAG |  | Base Product | Singlemode LC/UPC to LC/UPC, InstaPATCH® 360 Ruggedized Fiber Fanout Cable Assembly, 36-Fiber, Low Smoke Zero Halogen (LSZH) | CommScope® | SYSTIMAX InstaPATCH® 360 |  | Ruggedized fanout
FNWLASAAF |  | Base Product | SingleMode LC/APC to SC/APC, Ruggedized Fiber Fanout Cable Assembly, 24-Fiber, Low Smoke Zero Halogen (LSZH) | CommScope® | SYSTIMAX InstaPATCH® 360 |  | Ruggedized fanout
FNWLCSCAD |  | Base Product | Singlemode LC/UPC to SC/UPC 12-Fiber InstaPATCH® 360 Ruggedized Fanout Cable, Low Smoke Zero Halogen | CommScope® | SYSTIMAX InstaPATCH® 360 |  | Ruggedized fanout
FNWLCLCAD |  | Base Product | SingleMode LC/UPC to LC/UPC, InstaPATCH® 360 Ruggedized Fiber Fanout Cable Assembly, 12-Fiber, Low Smoke Zero Halogen (LSZH) | CommScope® | SYSTIMAX InstaPATCH® 360 |  | Ruggedized fanout
FNWLCLCAF |  | Base Product | Singlemode LC/UPC to LC/UPC, InstaPATCH® 360 Ruggedized Fiber Fanout Cable Assembly, 24-Fiber, Low Smoke Zero Halogen (LSZH) | CommScope® | SYSTIMAX InstaPATCH® 360 |  | Ruggedized fanout
FNWSCSCAF |  | Base Product | Singlemode SC/UPC to SC/UPC 24-Fiber InstaPATCH® 360 Ruggedized Fanout Cable, Low Smoke Zero Halogen | CommScope® | SYSTIMAX InstaPATCH® 360 |  | Ruggedized fanout
FNWSCSCAH |  | Base Product | SingleMode SC/UPC to SC/UPC, InstaPATCH® 360 Ruggedized Fiber Fanout Cable Assembly, 48-Fiber, Low Smoke Zero Halogen (LSZH) | CommScope® | SYSTIMAX InstaPATCH® 360 |  | Ruggedized fanout
FNXLCLCAF |  | Base Product | OM4 LC/UPC to LC/UPC 24-Fiber InstaPATCH® 360 Ruggedized Fanout Cable, Low Smoke Zero Halogen | CommScope® | SYSTIMAX InstaPATCH® 360 |  | Ruggedized fanout
FNXLCSCAH |  | Base Product | OM4 LC/UPC to SC/UPC 48-Fiber InstaPATCH® 360 Ruggedized Fanout Cable, Low Smoke Zero Halogen | CommScope® | SYSTIMAX InstaPATCH® 360 |  | Ruggedized fanout
FNXLCLCAH |  | Base Product | OM4 LC/UPC to LC/UPC 48-Fiber InstaPATCH® 360 Ruggedized Fanout Cable, Low Smoke Zero Halogen | CommScope® | SYSTIMAX InstaPATCH® 360 |  | Ruggedized fanout
ULGLALACF |  | Base Product | Ultra Low Loss ULL TeraSPEED® LC/APC to LC/APC Ruggedized fanout Cable, 24-Fiber, Plenum, 12 fiber PmP 2.0 mm | CommScope® | SYSTIMAX ULL |  | Ruggedized fanout
ULGLCLCCK |  | Base Product | Ultra Low Loss ULL TeraSPEED® LC/UPC to LC/UPC Ruggedized fanout Cable, 72-Fiber, Plenum, 12 fiber PmP 2.0 mm Dca | CommScope® | SYSTIMAX ULL |  | Ruggedized fanout
ULGLALACG |  | Base Product | Ultra Low Loss ULL TeraSPEED® LC/APC to LC/APC Ruggedized fanout Cable, 36-Fiber, Plenum, 12 fiber PmP 2.0 mm Dca | CommScope® | SYSTIMAX ULL |  | Ruggedized fanout
ULGLULUCF |  | Base Product | Ultra Low Loss ULL TeraSPEED® LC/UPC Uniboot to LC/UPC Uniboot Ruggedized fanout Cable, 24-Fiber, Plenum, 12 fiber PmP 2.0 mm Dca | CommScope® | SYSTIMAX ULL |  | Ruggedized fanout
ULGLCLCCM |  | Base Product | Ultra Low Loss ULL TeraSPEED® LC/UPC to LC/UPC Ruggedized fanout Cable, 144-Fiber, Plenum | CommScope® | SYSTIMAX ULL |  | Ruggedized fanout
ULGLULUCG |  | Base Product | Ultra Low Loss ULL TeraSPEED® LC/UPC Uniboot to LC/UPC Uniboot Ruggedized fanout Cable, 36-Fiber, Plenum, 12 fiber PmP 2.0 mm Dca | CommScope® | SYSTIMAX ULL |  | Ruggedized fanout
ULGLGLGCF |  | Base Product | Ultra Low Loss ULL TeraSPEED® LC/APC G B to LC/APC G B Ruggedized fanout Cable, 24-Fiber, Plenum, 12 fiber PmP 2.0 mm Dca | CommScope® | SYSTIMAX ULL |  | Ruggedized fanout
ULGLALACK |  | Base Product | Ultra Low Loss ULL TeraSPEED® LC/APC to LC/APC Ruggedized fanout Cable, 72-Fiber, Plenum, 12 fiber PmP 2.0 mm Dca | CommScope® | SYSTIMAX ULL |  | Ruggedized fanout
ULGLFLFCD |  | Base Product | Ultra Low Loss ULL TeraSPEED® LC/UPC G B to LC/UPC G B Ruggedized fanout Cable, 12-Fiber, Plenum, 12 fiber PmP 2.0 mm Dca | CommScope® | SYSTIMAX ULL |  | Ruggedized fanout
ULGLFLFCF |  | Base Product | Ultra Low Loss ULL TeraSPEED® LC/UPC G B to LC/UPC G B Ruggedized fanout Cable, 24-Fiber, Plenum, 12 fiber PmP 2.0 mm Dca | CommScope® | SYSTIMAX ULL |  | Ruggedized fanout
ULGLALACL |  | Base Product | Ultra Low Loss ULL TeraSPEED® LC/APC to LC/APC Ruggedized fanout Cable, 96-Fiber, Plenum, 12 fiber PmP 2.0 mm Dca | CommScope® | SYSTIMAX ULL |  | Ruggedized fanout
ULGLULUCK |  | Base Product | Ultra Low Loss ULL TeraSPEED® LC/UPC Uniboot to LC/UPC Uniboot Ruggedized fanout Cable, 72-Fiber, Plenum, 12 fiber PmP 2.0 mm Dca | CommScope® | SYSTIMAX ULL |  | Ruggedized fanout
ULGLFLFCG |  | Base Product | Ultra Low Loss ULL TeraSPEED® LC/UPC G B to LC/UPC G B Ruggedized fanout Cable, 36-Fiber, Plenum, 12 fiber PmP 2.0 mm Dca | CommScope® | SYSTIMAX ULL |  | Ruggedized fanout
ULGLULUCL |  | Base Product | Ultra Low Loss ULL TeraSPEED® LC/UPC Uniboot to LC/UPC Uniboot Ruggedized fanout Cable, 96-Fiber, Plenum, 12 fiber PmP 2.0 mm Dca | CommScope® | SYSTIMAX ULL |  | Ruggedized fanout
ULGLFLFCH |  | Base Product | Ultra Low Loss ULL TeraSPEED® LC/UPC G B to LC/UPC G B Ruggedized fanout Cable, 48-Fiber, Plenum, 12 fiber PmP 2.0 mm Dca | CommScope® | SYSTIMAX ULL |  | Ruggedized fanout
ULGLCLCCD |  | Base Product | Ultra Low Loss ULL TeraSPEED® LC/UPC to LC/UPC Ruggedized fanout Cable, 12-Fiber, Plenum, 12 fiber PmP 2.0 mm Dca | CommScope® | SYSTIMAX ULL |  | Ruggedized fanout
ULGLCLCCF |  | Base Product | Ultra Low Loss ULL TeraSPEED® LC/UPC to LC/UPC Ruggedized fanout Cable, 24-Fiber, Plenum, 12 fiber PmP 2.0 mm Dca | CommScope® | SYSTIMAX ULL |  | Ruggedized fanout
ULGLFLFCL |  | Base Product | Ultra Low Loss ULL TeraSPEED® LC/UPC G B to LC/UPC G B Ruggedized fanout Cable, 96-Fiber, Plenum, 12 fiber PmP 2.0 mm Dca | CommScope® | SYSTIMAX ULL |  | Ruggedized fanout
ULGLGLGCM |  | Base Product | Ultra Low Loss ULL TeraSPEED® LC/APC G B to LC/APC G B Ruggedized fanout Cable, 144-Fiber, Plenum, 12 fiber PmP 2.0 mm Dca | CommScope® | SYSTIMAX ULL |  | Ruggedized fanout
ULGLCLCCG |  | Base Product | Ultra Low Loss ULL TeraSPEED® LC/UPC to LC/UPC Ruggedized fanout Cable, 36-Fiber, Plenum, 12 fiber PmP 2.0 mm Dca | CommScope® | SYSTIMAX ULL |  | Ruggedized fanout
ULGSASACM |  | Base Product | Ultra Low Loss ULL TeraSPEED® SC/APC to SC/APC Ruggedized fanout Cable, 144-Fiber, Plenum, 12 fiber PmP 2.0 mm Dca | CommScope® | SYSTIMAX ULL |  | Ruggedized fanout
ULGSCSCCD |  | Base Product | Ultra Low Loss ULL TeraSPEED® SC/UPC to SC/UPC Ruggedized fanout Cable, 12-Fiber, Plenum, 12 fiber PmP 2.0 mm Dca | CommScope® | SYSTIMAX ULL |  | Ruggedized fanout
ULGSCSCCF |  | Base Product | Ultra Low Loss ULL TeraSPEED® SC/UPC to SC/UPC Ruggedized fanout Cable, 24-Fiber, Plenum, 12 fiber PmP 2.0 mm Dca | CommScope® | SYSTIMAX ULL |  | Ruggedized fanout
ULVLCLCCH |  | Base Product | Ultra Low Loss ULL LazrSPEED® 550 OM5 LC/UPC to LC/UPC Ruggedized fanout Cable, 48-Fiber, Plenum, 12 fiber PmP 2.0 mm Dca | CommScope® | SYSTIMAX ULL |  | Ruggedized fanout
ULVLULUCM |  | Base Product | Ultra Low Loss ULL LazrSPEED® 550 OM5 LC/UPC Uniboot to LC/UPC Uniboot Ruggedized fanout Cable, 144-Fiber, Plenum, 12 fiber PmP 2.0 mm Dca | CommScope® | SYSTIMAX ULL |  | Ruggedized fanout
ULGSCSCCG |  | Base Product | Ultra Low Loss ULL TeraSPEED® SC/UPC to SC/UPC Ruggedized fanout Cable, 36-Fiber, Plenum, 12 fiber PmP 2.0 mm Dca | CommScope® | SYSTIMAX ULL |  | Ruggedized fanout
ULVLCLCCK |  | Base Product | Ultra Low Loss ULL LazrSPEED® 550 OM5 LC/UPC to LC/UPC Ruggedized fanout Cable, 72-Fiber, Plenum, 12 fiber PmP 2.0 mm Dca | CommScope® | SYSTIMAX ULL |  | Ruggedized fanout
ULGSASACD |  | Base Product | Ultra Low Loss ULL TeraSPEED® SC/APC to SC/APC Ruggedized fanout Cable, 12-Fiber, Plenum, 12 fiber PmP 2.0 mm Dca | CommScope® | SYSTIMAX ULL |  | Ruggedized fanout
ULVLCLCCM |  | Base Product | Ultra Low Loss ULL LazrSPEED® 550 OM5 LC/UPC to LC/UPC Ruggedized fanout Cable, 144-Fiber, Plenum, 12 fiber PmP 2.0 mm Dca | CommScope® | SYSTIMAX ULL |  | Ruggedized fanout
ULGSASACG |  | Base Product | Ultra Low Loss ULL TeraSPEED® SC/APC to SC/APC Ruggedized fanout Cable, 36-Fiber, Plenum, 12 fiber PmP 2.0 mm Dca | CommScope® | SYSTIMAX ULL |  | Ruggedized fanout
ULGSCSCCM |  | Base Product | Ultra Low Loss ULL TeraSPEED® SC/UPC to SC/UPC Ruggedized fanout Cable, 144-Fiber, Plenum, 12 fiber PmP 2.0 mm Dca | CommScope® | SYSTIMAX ULL |  | Ruggedized fanout
ULGSASACH |  | Base Product | Ultra Low Loss ULL TeraSPEED® SC/APC to SC/APC Ruggedized fanout Cable, 48-Fiber, Plenum, 12 fiber PmP 2.0 mm Dca | CommScope® | SYSTIMAX ULL |  | Ruggedized fanout
1430079 | FPM-07/7-AN018M-VE/45 | Variant | Fiber Optic Patch Cord, Multi-fiber, Singlemode, 4 fibers, SC/UPC to SC/UPC, yellow, 18 m |  |  | FPM | Fiber distribution cable assembly
1432781 | FPM-07/7-AN025M-39/25 | Variant | Fiber Optic Patch Cord, Multi-fiber, Singlemode, 4 fibers, SC/UPC to SC/UPC, yellow, 25 m |  |  | FPM | Fiber distribution cable assembly
1435215 | FPM-07/7-AC020M-39/60 | Variant | Fiber Optic Patch Cord, Multi-fiber, Singlemode, 2 fibers, SC/UPC to SC/UPC, yellow, 20 m |  |  | FPM | Fiber distribution cable assembly
1439800 | FPM-07/7-AC022M-39/25 | Variant | Fiber Optic Patch Cord, Multi-fiber, Singlemode, 2 fibers, SC/UPC to SC/UPC, yellow, 22 m |  |  | FPM | Fiber distribution cable assembly
1437970 | FPM-0K/7-AN028M-VF/60 | Variant | Fiber Optic Patch Cord, Multi-fiber, Singlemode, 4 fibers, LC/UPC to LC/UPC, yellow, 28 m |  |  | FPM | Fiber distribution cable assembly
1435216 | FPM-07/K-AC020M-60/39 | Variant | Fiber Optic Patch Cord, Multi-fiber, Singlemode, 2 fibers, SC/UPC to LC/UPC, yellow, 20 m |  |  | FPM | Fiber distribution cable assembly
1440314 | FPM-07/K-AN024M-60/39 | Variant | Fiber Optic Patch Cord, Multi-fiber, Singlemode, 4 fibers, SC/UPC to LC/UPC, yellow, 24 m |  |  | FPM | Fiber distribution cable assembly
1435980 | FPM-0K/7-AN026M-VF/30 | Variant | Fiber Optic Patch Cord, Multi-fiber, Singlemode, 4 fibers, LC/UPC to LC/UPC, yellow, 26 m |  |  | FPM | Fiber distribution cable assembly
1442857 | FPM-0M/E-AT010M-VB/60 | Variant | Fiber Optic Patch Cord, Multi-fiber, Singlemode, 24 fibers, LC/APC to SC/APC, yellow, 10 m |  |  | FPM | Fiber distribution cable assembly
1442668 | FPM-0M/E-AT016M-VB/60 | Variant | Fiber Optic Patch Cord, Multi-fiber, Singlemode, 24 fibers, LC/APC to SC/APC, yellow, 16 m |  |  | FPM | Fiber distribution cable assembly
1442669 | FPM-0M/E-AT017M-VB/60 | Variant | Fiber Optic Patch Cord, Multi-fiber, Singlemode, 24 fibers, LC/APC to SC/APC, yellow, 17 m |  |  | FPM | Fiber distribution cable assembly
1444959 | FPM-07/7-AC038M-39/25 | Variant | Fiber Optic Patch Cord, Multi-fiber, Singlemode, 2 fibers, SC/UPC to SC/UPC, yellow, 38 m |  |  | FPM | Fiber distribution cable assembly
1437478 | FPM-07/7-AN024M-VC/45 | Variant | Fiber Optic Patch Cord, Multi-fiber, Singlemode, 4 fibers, SC/UPC to SC/UPC, yellow, 24 m |  |  | FPM | Fiber distribution cable assembly
1445706 | FPM-07/7-AN017M-39/25 | Variant | Fiber Optic Patch Cord, Multi-fiber, Singlemode, 4 fibers, SC/UPC to SC/UPC, yellow, 17 m |  |  | FPM | Fiber distribution cable assembly
1455097 | FPM-07/K-AN022M-25/39 | Variant | Fiber Optic Patch Cord, Multi-fiber, Singlemode, 4 fibers, SC/UPC to LC/UPC, yellow, 22 m |  |  | FPM | Fiber distribution cable assembly
1455098 | FPM-07/K-AN020M-25/39 | Variant | Fiber Optic Patch Cord, Multi-fiber, Singlemode, 4 fibers, SC/UPC to LC/UPC, yellow, 20 m |  |  | FPM | Fiber distribution cable assembly
1457261 | FPM-07/K-AN016M-25/39 | Variant | Fiber Optic Patch Cord, Multi-fiber, Singlemode, 4 fibers, SC/UPC to LC/UPC, yellow, 16 m |  |  | FPM | Fiber distribution cable assembly
1461643 | FPM-07/K-AN012M-60/39 | Variant | Fiber Optic Patch Cord, Multi-fiber, Singlemode, 4 fibers, SC/UPC to LC/UPC, yellow, 12 m |  |  | FPM | Fiber distribution cable assembly
1464093 | FPM-07/K-AN023M-25/39 | Variant | Fiber Optic Patch Cord, Multi-fiber, Singlemode, 4 fibers, SC/UPC to LC/UPC, yellow, 23 m |  |  | FPM | Fiber distribution cable assembly
1463880 | FPM-07/7-AT023M-25/25 | Variant | Fiber Optic Patch Cord, Multi-fiber, Singlemode, 24 fibers, SC/UPC to SC/UPC, yellow, 23 m |  |  | FPM | Fiber distribution cable assembly
1464096-ZZ | FPM-0M/E-AN014M-VB/60 | Variant | Fiber Optic Patch Cord, Multi-fiber, Singlemode, 4 fibers, LC/APC to SC/APC, yellow, 14 m |  |  | FPM | Fiber distribution cable assembly
1464117 | FPM-0M/E-AN010M-VB/60 | Variant | Fiber Optic Patch Cord, Multi-fiber, Singlemode, 4 fibers, LC/APC to SC/APC, yellow, 10 m |  |  | FPM | Fiber distribution cable assembly
1460405 | FPM-0M/E-AT030M-VB/60 | Variant | Fiber Optic Patch Cord, Multi-fiber, Singlemode, 24 fibers, LC/APC to SC/APC, yellow, 30 m |  |  | FPM | Fiber distribution cable assembly
1465097 | FPM-07/7-AC031M-39/25 | Variant | Fiber Optic Patch Cord, Multi-fiber, Singlemode, 2 fibers, SC/UPC to SC/UPC, 31 m |  |  | FPM | Fiber distribution cable assembly
1464154 | FPM-07/7-AT050M-25/25 | Variant | Fiber Optic Patch Cord, Multi-fiber, Singlemode, 24 fibers, SC/UPC to SC/UPC, yellow, 50 m |  |  | FPM | Fiber distribution cable assembly
1464631 | FPM-07/K-AN034M-25/39 | Variant | Fiber Optic Patch Cord, Multi-fiber, Singlemode, 4 fibers, SC/UPC to LC/UPC, yellow, 34 m |  |  | FPM | Fiber distribution cable assembly
1466611 | FPM-07/K-AN028M-25/39 | Variant | Fiber Optic Patch Cord, Multi-fiber, Singlemode, 4 fibers, SC/UPC to LC/UPC, yellow, 28 m |  |  | FPM | Fiber distribution cable assembly
1465516 | FPM-07/K-AN012M-25/39 | Variant | Fiber Optic Patch Cord, Multi-fiber, Singlemode, 4 fibers, SC/UPC to LC/UPC, yellow, 12 m |  |  | FPM | Fiber distribution cable assembly
1464664 | FPM-07/7-AN040M-39/25 | Variant | Fiber Optic Patch Cord, Multi-fiber, Singlemode, 4 fibers, SC/UPC to SC/UPC, yellow, 40 m |  |  | FPM | Fiber distribution cable assembly
1466015 | FPM-07/K-AC018M-25/39 | Variant | Fiber Optic Patch Cord, Multi-fiber, Singlemode, 2 fibers, SC/UPC to LC/UPC, yellow, 18 m |  |  | FPM | Fiber distribution cable assembly
1465973 | FPM-07/7-AC034M-39/25 | Variant | Fiber Optic Patch Cord, Multi-fiber, Singlemode, 2 fibers, SC/UPC to SC/UPC, yellow, 34 m |  |  | FPM | Fiber distribution cable assembly
1466425 | FPM-07/K-AN042M-25/39 | Variant | Fiber Optic Patch Cord, Multi-fiber, Singlemode, 4 fibers, SC/UPC to LC/UPC, 42 m |  |  | FPM | Fiber distribution cable assembly
1467926 | FPM-07/K-AC022M-25/39 | Variant | Fiber Optic Patch Cord, Multi-fiber, Singlemode, 2 fibers, SC/UPC to LC/UPC, yellow, 22 m |  |  | FPM | Fiber distribution cable assembly
1468913 | FPM-07/K-AC015M-25/39 | Variant | Fiber Optic Patch Cord, Multi-fiber, Singlemode, 2 fibers, SC/UPC to LC/UPC, yellow, 15 m |  |  | FPM | Fiber distribution cable assembly
1467132 | FPM-0M/E-AT038M-VB/60 | Variant | Fiber Optic Patch Cord, Multi-fiber, Singlemode, 24 fibers, LC/APC to SC/APC, yellow, 38 m |  |  | FPM | Fiber distribution cable assembly
1467000 | FPM-07/K-AC012M-25/39 | Variant | Fiber Optic Patch Cord, Multi-fiber, Singlemode, 2 fibers, SC/UPC to LC/UPC, yellow, 12 m |  |  | FPM | Fiber distribution cable assembly
1468131 | FPM-07/K-AN036M-25/39 | Variant | Fiber Optic Patch Cord, Multi-fiber, Singlemode, 4 fibers, SC/UPC to LC/UPC, yellow, 36 m |  |  | FPM | Fiber distribution cable assembly
1469249 | FPM-0M/E-AN012M-VB/25 | Variant | Fiber Optic Patch Cord, Multi-fiber, Singlemode, 4 fibers, LC/APC to SC/APC, yellow, 12 m |  |  | FPM | Fiber distribution cable assembly
1467849 | FPM-07/K-AC016M-25/39 | Variant | Fiber Optic Patch Cord, Multi-fiber, Singlemode, 2 fibers, SC/UPC to LC/UPC, yellow, 16 m |  |  | FPM | Fiber distribution cable assembly
1468792 | FPM-0M/E-AN017M-VB/60 | Variant | Fiber Optic Patch Cord, Multi-fiber, Singlemode, 4 fibers, LC/APC to SC/APC, yellow, 17 m |  |  | FPM | Fiber distribution cable assembly
1467866 | FPM-07/K-AT024M-25/39 | Variant | Fiber Optic Patch Cord, Multi-fiber, Singlemode, 24 fibers, SC/UPC to LC/UPC, yellow, 24 m |  |  | FPM | Fiber distribution cable assembly
1468885 | FPM-07/K-AC025M-25/39 | Variant | Fiber Optic Patch Cord, Multi-fiber, Singlemode, 2 fibers, SC/UPC to LC/UPC, yellow, 25 m |  |  | FPM | Fiber distribution cable assembly
1470266 | FPM-07/K-AC038M-25/39 | Variant | Fiber Optic Patch Cord, Multi-fiber, Singlemode, 2 fibers, SC/UPC to LC/UPC, yellow, 38 m |  |  | FPM | Fiber distribution cable assembly
1468909 | FPM-07/K-AC040M-25/39 | Variant | Fiber Optic Patch Cord, Multi-fiber, Singlemode, 2 fibers, SC/UPC to LC/UPC, yellow, 40 m |  |  | FPM | Fiber distribution cable assembly
1471811 | FPM-07/K-AN050M-25/39 | Variant | Fiber Optic Patch Cord, Multi-fiber, Singlemode, 4 fibers, SC/UPC to LC/UPC, yellow, 50 m |  |  | FPM | Fiber distribution cable assembly
1474193 | FPM-07/7-AT011M-25/25 | Variant | Fiber Optic Patch Cord, Multi-fiber, Singlemode, 24 fibers, SC/UPC to SC/UPC, yellow, 11 m |  |  | FPM | Fiber distribution cable assembly
1470740 | FPM-07/K-AC021M-25/39 | Variant | Fiber Optic Patch Cord, Multi-fiber, Singlemode, 2 fibers, SC/UPC to LC/UPC, yellow, 21 m |  |  | FPM | Fiber distribution cable assembly
1470390 | FPM-07/K-AN026M-25/39 | Variant | Fiber Optic Patch Cord, Multi-fiber, Singlemode, 4 fibers, SC/UPC to LC/UPC, yellow, 26 m |  |  | FPM | Fiber distribution cable assembly
1470392 | FPM-07/K-AN038M-25/39 | Variant | Fiber Optic Patch Cord, Multi-fiber, Singlemode, 4 fibers, SC/UPC to LC/UPC, yellow, 38 m |  |  | FPM | Fiber distribution cable assembly
1471522 | FPM-07/7-AT034M-39/25 | Variant | Fiber Optic Patch Cord, Multi-fiber, Singlemode, 24 fibers, SC/UPC to SC/UPC, yellow, 34 m |  |  | FPM | Fiber distribution cable assembly
1472862 | FPM-07/K-AN017M-25/39 | Variant | Fiber Optic Patch Cord, Multi-fiber, Singlemode, 4 fibers, SC/UPC to LC/UPC, yellow, 17 m |  |  | FPM | Fiber distribution cable assembly
1474221 | FPM-07/7-AN060M-25/39 | Variant | Fiber Optic Patch Cord, Multi-fiber, Singlemode, 4 fibers, SC/UPC to SC/UPC, yellow, 60 m |  |  | FPM | Fiber distribution cable assembly
1472198 | FPM-07/K-AN020M-60/39 | Variant | Fiber Optic Patch Cord, Multi-fiber, Singlemode, 4 fibers, SC/UPC to LC/UPC, yellow, 20 m |  |  | FPM | Fiber distribution cable assembly
1473963 | FPM-07/7-AC046M-25/39 | Variant | Fiber Optic Patch Cord, Multi-fiber, Singlemode, 2 fibers, SC/UPC to SC/UPC, yellow, 46 m |  |  | FPM | Fiber distribution cable assembly
FSWL2UCWH |  | Base Product | TeraSPEED® LC/UPC Keyed Yellow to Unconnectorized, Distribution Cable, 48-Fiber, Plenum | CommScope® | SYSTIMAX InstaPATCH® 360 |  | Fiber distribution cable assembly
FSWLCLCW6 |  | Variant | TeraSPEED® LC/UPC to LC/UPC, Distribution Cable, 6-Fiber, Plenum | CommScope® | SYSTIMAX InstaPATCH® 360 |  | Fiber distribution cable assembly
FSWLCLCWH |  | Base Product | TeraSPEED® LC/UPC to LC/UPC, Distribution Cable, 48-Fiber, Plenum | CommScope® | SYSTIMAX InstaPATCH® 360 |  | Fiber distribution cable assembly
FSWLCLCWK |  | Base Product | TeraSPEED® LC/UPC to LC/UPC, Distribution Cable, 72-Fiber, Plenum | CommScope® | SYSTIMAX InstaPATCH® 360 |  | Fiber distribution cable assembly
FSXLCLCWH |  | Base Product | LazrSPEED® 550 LC/UPC to LC/UPC, Distribution Cable, 48-Fiber, Plenum | CommScope® | SYSTIMAX InstaPATCH® 360 |  | Fiber distribution cable assembly
FSXLCLCWK |  | Base Product | LazrSPEED® 550 LC/UPC to LC/UPC, Distribution Cable, 72-Fiber, Plenum | CommScope® | SYSTIMAX InstaPATCH® 360 |  | Fiber distribution cable assembly
FSXLCLCWM |  | Base Product | LazrSPEED® 550 LC/UPC to LC/UPC, Distribution Cable, 144-Fiber, Plenum | CommScope® | SYSTIMAX InstaPATCH® 360 |  | Fiber distribution cable assembly
FSXLCLCWD |  | Base Product | LazrSPEED® 550 LC/UPC to LC/UPC, Distribution Cable, 12-Fiber, Plenum | CommScope® | SYSTIMAX InstaPATCH® 360 |  | Fiber distribution cable assembly
IFC-7/0JA020-NG |  | Variant | Fiber Optic Intra Facility Fiber Cable, OS2, SC/UPC to Stub, 20 m |  |  | IFC | Fiber distribution cable assembly
MA-S7 |  | Variant of MA | Fiber Optic Patch Cord, Multi-fiber, Singlemode, SC/UPC to MPO Female, Yellow |  |  | MA | Fiber distribution cable assembly
MA-SC |  | Variant of MA | Fiber Optic Patch Cord, Multi-fiber, Singlemode, LC/UPC to LC/UPC, Yellow |  |  | MA | Fiber distribution cable assembly
MA-SD |  | Variant of MA | Fiber Optic Patch Cord, Multi-fiber, Singlemode, LC/APC to LC/APC, Yellow |  |  | MA | Fiber distribution cable assembly
MA-SL |  | Variant of MA | Fiber Optic Patch Cord, Multi-fiber, Singlemode, SC/UPC to SC/APC, Yellow |  |  | MA | Fiber distribution cable assembly
MA-SN |  | Variant of MA | Fiber Optic Patch Cord, Multi-fiber, Singlemode, SC/UPC to LC/APC, Yellow |  |  | MA | Fiber distribution cable assembly
MA-SA |  | Variant of MA | Fiber Optic Patch Cord, Multi-fiber, Singlemode, SC/UPC to SC/UPC, Yellow |  |  | MA | Fiber distribution cable assembly
FNWLCLCAM |  | Base Product | Singlemode LC/UPC to LC/UPC, InstaPATCH® 360 Ruggedized Fiber Fanout Cable Assembly, 144-Fiber, Low Smoke Zero Halogen (LSZH) | CommScope® | SYSTIMAX InstaPATCH® 360 |  | Ruggedized fanout
FSWLCUCWH |  | Base Product | TeraSPEED® LC/UPC to Unconnectorized, Distribution Cable, 48-Fiber, Plenum | CommScope® | SYSTIMAX InstaPATCH® 360 |  | Fiber distribution cable assembly
UNGECLGCK |  | Base Product | Ultra Low Loss ULL TeraSPEED® LSH to LC/APC Grade B, Ruggedized fanout Cable, 72-Fiber, LSZH, 12 fiber PmP 2.0 mm Dca | CommScope® | SYSTIMAX ULL |  | Ruggedized fanout
FLWLALAAK |  | Base Product | Singlemode LC/APC to LC/APC 72-Fiber InstaPATCH® 360 Ruggedized Fanout Cable, Plenum | CommScope® | SYSTIMAX InstaPATCH® 360 |  | Ruggedized fanout
FLWLCLCAF |  | Base Product | Singlemode LC/UPC to LC/UPC, InstaPATCH® 360 Ruggedized Fiber Fanout Cable Assembly, 24-Fiber, Plenum | CommScope® | SYSTIMAX InstaPATCH® 360 |  | Ruggedized fanout
FLWLCLCAG |  | Base Product | Singlemode LC/UPC to LC/UPC, InstaPATCH® 360 Ruggedized Fiber Fanout Cable Assembly, 36-Fiber, Plenum | CommScope® | SYSTIMAX InstaPATCH® 360 |  | Ruggedized fanout
FLWLCLCAH |  | Base Product | Singlemode LC/UPC to LC/UPC, InstaPATCH® 360 Ruggedized Fiber Fanout Cable Assembly, 48-Fiber, Plenum | CommScope® | SYSTIMAX InstaPATCH® 360 |  | Ruggedized fanout
FLWLCLCAK |  | Base Product | Singlemode LC/UPC to LC/UPC, InstaPATCH® 360 Ruggedized Fiber Fanout Cable Assembly, 72-Fiber, Plenum | CommScope® | SYSTIMAX InstaPATCH® 360 |  | Ruggedized fanout
FLWLCSAAH |  | Base Product | Singlemode LC/UPC to SC/APC 48-Fiber, InstaPATCH® 360 Ruggedized Fanout Cable, Plenum | CommScope® | SYSTIMAX InstaPATCH® 360 |  | Ruggedized fanout
FLWLASAAF |  | Base Product | SingleMode LC/APC to SC/APC, Ruggedized Fiber Fanout Cable Assembly, 24-Fiber, Plenum | CommScope® | SYSTIMAX InstaPATCH® 360 |  | Ruggedized fanout
FLWLCSCAD |  | Base Product | Singlemode LC/UPC to SC/UPC 12-Fiber InstaPATCH® 360 Ruggedized Fanout Cable, Plenum | CommScope® | SYSTIMAX InstaPATCH® 360 |  | Ruggedized fanout
FLWLASAAH |  | Base Product | SingleMode LC/APC to SC/APC, Ruggedized Fiber Fanout Cable Assembly, 48-Fiber, Plenum | CommScope® | SYSTIMAX InstaPATCH® 360 |  | Ruggedized fanout
FLWLASAAK |  | Base Product | SingleMode LC/APC to SC/APC, Ruggedized Fiber Fanout Cable Assembly, 72-Fiber, Plenum | CommScope® | SYSTIMAX InstaPATCH® 360 |  | Ruggedized fanout
FLWLCUCAG |  | Base Product | Singlemode LC/UPC to Unconnectorized 36-Fiber InstaPATCH® 360 Ruggedized Fanout Cable, Plenum | CommScope® | SYSTIMAX InstaPATCH® 360 |  | Ruggedized fanout
FLWLCSAAD |  | Base Product | SingleMode LC/UPC to SC/APC, InstaPATCH® 360 Ruggedized Fiber Fanout Cable Assembly, 12-Fiber, Plenum | CommScope® | SYSTIMAX InstaPATCH® 360 |  | Ruggedized fanout
FLWLCUCAH |  | Base Product | Singlemode LC/UPC to Unconnectorized 48-Fiber InstaPATCH® 360 Ruggedized Fanout Cable, Plenum | CommScope® | SYSTIMAX InstaPATCH® 360 |  | Ruggedized fanout
FLWSCSCAD |  | Base Product | Singlemode SC/UPC to SC/UPC 12-Fiber InstaPATCH® 360 Ruggedized Fanout Cable, Plenum | CommScope® | SYSTIMAX InstaPATCH® 360 |  | Ruggedized fanout
FLWSASAAK |  | Base Product | SingleMode SC/APC to SC/APC, InstaPATCH® 360 Ruggedized Fiber Fanout Cable Assembly, 72-Fiber, Plenum | CommScope® | SYSTIMAX InstaPATCH® 360 |  | Ruggedized fanout
FLWSCSCAK |  | Base Product | Singlemode SC/UPC to SC/UPC 72-Fiber InstaPATCH® 360 Ruggedized Fanout Cable, Plenum | CommScope® | SYSTIMAX InstaPATCH® 360 |  | Ruggedized fanout
FLXLCLCAF |  | Base Product | OM4 LC/UPC to LC/UPC 24-Fiber InstaPATCH® 360 Ruggedized Fanout Cable, Plenum | CommScope® | SYSTIMAX InstaPATCH® 360 |  | Ruggedized fanout
FLXLCLCAG |  | Base Product | OM4 LC/UPC to LC/UPC 36-Fiber InstaPATCH® 360 Ruggedized Fanout Cable, Plenum | CommScope® | SYSTIMAX InstaPATCH® 360 |  | Ruggedized fanout
FLXLCLCAH |  | Base Product | OM4 LC/UPC to LC/UPC 48-Fiber InstaPATCH® 360 Ruggedized Fanout Cable, Plenum | CommScope® | SYSTIMAX InstaPATCH® 360 |  | Ruggedized fanout
FLXLCUCAG |  | Base Product | OM4 LC/UPC to Unconnectorized 36-Fiber InstaPATCH® 360 Ruggedized Fanout Cable, Plenum | CommScope® | SYSTIMAX InstaPATCH® 360 |  | Ruggedized fanout
FLZLCLCAF |  | Base Product | OM3 LC/UPC to LC/UPC 24-Fiber InstaPATCH® 360 Ruggedized Fanout Cable, Plenum | CommScope® | SYSTIMAX InstaPATCH® 360 |  | Ruggedized fanout
FLZLCLCAG |  | Base Product | OM3 LC/UPC to LC/UPC 36-Fiber InstaPATCH® 360 Ruggedized Fanout Cable, Plenum | CommScope® | SYSTIMAX InstaPATCH® 360 |  | Ruggedized fanout
FLZLCUCAF |  | Base Product | OM3 LC/UPC to Unconnectorized 24-Fiber InstaPATCH® 360 Ruggedized Fanout Cable, Plenum | CommScope® | SYSTIMAX InstaPATCH® 360 |  | Ruggedized fanout
FLZLCUCAG |  | Base Product | OM3 LC/UPC to Unconnectorized 36-Fiber InstaPATCH® 360 Ruggedized Fanout Cable, Plenum | CommScope® | SYSTIMAX InstaPATCH® 360 |  | Ruggedized fanout
FLZLCUCAK |  | Base Product | OM3 LC/UPC to Unconnectorized 72-Fiber InstaPATCH® 360 Ruggedized Fanout Cable, Plenum | CommScope® | SYSTIMAX InstaPATCH® 360 |  | Ruggedized fanout
FLZLCUCAD |  | Base Product | OM3 LC/UPC to Unconnectorized 12-Fiber InstaPATCH® 360 Ruggedized Fanout Cable, Plenum | CommScope® | SYSTIMAX InstaPATCH® 360 |  | Ruggedized fanout
FNWLALAAK |  | Base Product | Singlemode LC/APC to LC/APC 72-Fiber InstaPATCH® 360 Ruggedized Fanout Cable, Low Smoke Zero Halogen | CommScope® | SYSTIMAX InstaPATCH® 360 |  | Ruggedized fanout
FNWLCLCAH |  | Base Product | Singlemode LC/UPC to LC/UPC, InstaPATCH® 360 Ruggedized Fiber Fanout Cable Assembly, 48-Fiber, Low Smoke Zero Halogen (LSZH) | CommScope® | SYSTIMAX InstaPATCH® 360 |  | Ruggedized fanout
FNWLCLCAK |  | Base Product | Singlemode LC/UPC to LC/UPC, InstaPATCH® 360 Ruggedized Fiber Fanout Cable Assembly, 72-Fiber, Low Smoke Zero Halogen (LSZH) | CommScope® | SYSTIMAX InstaPATCH® 360 |  | Ruggedized fanout
FNWLCSCAF |  | Base Product | Singlemode LC/UPC to SC/UPC 24-Fiber InstaPATCH® 360 Ruggedized Fanout Cable, Low Smoke Zero Halogen | CommScope® | SYSTIMAX InstaPATCH® 360 |  | Ruggedized fanout
FNWLCSAAD |  | Base Product | SingleMode LC/UPC to SC/APC, InstaPATCH® 360 Ruggedized Fiber Fanout Cable Assembly, 12-Fiber, Low Smoke Zero Halogen (LSZH) | CommScope® | SYSTIMAX InstaPATCH® 360 |  | Ruggedized fanout
FNWSASAAD |  | Base Product | SingleMode SC/APC to SC/APC, InstaPATCH® 360 Ruggedized Fiber Fanout Cable Assembly, 12-Fiber, Low Smoke Zero Halogen (LSZH) | CommScope® | SYSTIMAX InstaPATCH® 360 |  | Ruggedized fanout
FNWSASAAF |  | Base Product | SingleMode SC/APC to SC/APC, InstaPATCH® 360 Ruggedized Fiber Fanout Cable Assembly, 24-Fiber, Low Smoke Zero Halogen (LSZH) | CommScope® | SYSTIMAX InstaPATCH® 360 |  | Ruggedized fanout
FNXLCLCAD |  | Base Product | OM4 LC/UPC to LC/UPC 12-Fiber InstaPATCH® 360 Ruggedized Fanout Cable, Low Smoke Zero Halogen | CommScope® | SYSTIMAX InstaPATCH® 360 |  | Ruggedized fanout
FNXLCLCAG |  | Base Product | OM4 LC/UPC to LC/UPC 36-Fiber InstaPATCH® 360 Ruggedized Fanout Cable, Low Smoke Zero Halogen | CommScope® | SYSTIMAX InstaPATCH® 360 |  | Ruggedized fanout
FNXLCLCAK |  | Base Product | OM4 LC/UPC to LC/UPC 72-Fiber InstaPATCH® 360 Ruggedized Fanout Cable, Low Smoke Zero Halogen | CommScope® | SYSTIMAX InstaPATCH® 360 |  | Ruggedized fanout
FNXLCUCAD |  | Base Product | OM4 LC/UPC to Unconnectorized 12-Fiber InstaPATCH® 360 Ruggedized Fanout Cable, Low Smoke Zero Halogen | CommScope® | SYSTIMAX InstaPATCH® 360 |  | Ruggedized fanout
FNXLCSCAD |  | Base Product | OM4 LC/UPC to SC/UPC 12-Fiber InstaPATCH® 360 Ruggedized Fanout Cable, Low Smoke Zero Halogen | CommScope® | SYSTIMAX InstaPATCH® 360 |  | Ruggedized fanout
FNZLCLCAK |  | Base Product | OM3 LC/UPC to LC/UPC 72-Fiber InstaPATCH® 360 Ruggedized Fanout Cable, Low Smoke Zero Halogen | CommScope® | SYSTIMAX InstaPATCH® 360 |  | Ruggedized fanout
FNZLCLCAD |  | Base Product | OM3 LC/UPC to LC/UPC 12-Fiber InstaPATCH® 360 Ruggedized Fanout Cable, Low Smoke Zero Halogen | CommScope® | SYSTIMAX InstaPATCH® 360 |  | Ruggedized fanout
FNZLCLCAF |  | Base Product | OM3 LC/UPC to LC/UPC 24-Fiber InstaPATCH® 360 Ruggedized Fanout Cable, Low Smoke Zero Halogen | CommScope® | SYSTIMAX InstaPATCH® 360 |  | Ruggedized fanout
FNZLCLCAG |  | Base Product | OM3 LC/UPC to LC/UPC 36-Fiber InstaPATCH® 360 Ruggedized Fanout Cable, Low Smoke Zero Halogen | CommScope® | SYSTIMAX InstaPATCH® 360 |  | Ruggedized fanout
FNZLCLCAH |  | Base Product | LazrSPEED® 300 LC/UPC to LC/UPC, InstaPATCH® 360 Ruggedized Fanout Cable, 48-Fiber, LSZH | CommScope® | SYSTIMAX InstaPATCH® 360 |  | Ruggedized fanout
FNZSCSCAD |  | Base Product | OM3 SC/UPC to SC/UPC 12-Fiber InstaPATCH® 360 Ruggedized Fanout Cable, Low Smoke Zero Halogen | CommScope® | SYSTIMAX InstaPATCH® 360 |  | Ruggedized fanout
ALGLCLCCL |  | Base Product | Ultra Low Loss ULL TeraSPEED® LC/UPC to LC/UPC Ruggedized fanout Cable, 96-Fiber, Plenum, Method A | CommScope® | SYSTIMAX ULL |  | Ruggedized fanout
ALGLCLCCM |  | Base Product | Ultra Low Loss ULL TeraSPEED® LC/UPC to LC/UPC Ruggedized fanout Cable, 144-Fiber, Plenum, 12 fiber PmP 2.0 mm Dca, Method A | CommScope® | SYSTIMAX ULL |  | Ruggedized fanout
ULGLUUCRF |  | Base Product | Ultra Low Loss (ULL) Singlemode LC/UPC Uniboot to Unconnectorized Ruggedized fanout Cable, 24-Fiber, Rollable Ribbon, Plenum | CommScope® | SYSTIMAX ULL |  | Ruggedized fanout
UPGLCUCCL |  | Base Product | Ultra Low Loss (ULL) Singlemode LC/UPC to Unconnectorized Armored Pre-terminated Trunk Cable, 96-Fiber, Dual Rated LSZH/Riser | CommScope® | SYSTIMAX ULL |  | Ruggedized fanout
UNGLCLACF |  | Base Product | Ultra Low Loss ULL TeraSPEED® LC/UPC to LC/APC Ruggedized fanout Cable, 24-Fiber, LSZH | CommScope® | SYSTIMAX ULL |  | Ruggedized fanout
ALGLUUCCF |  | Base Product | Ultra Low Loss Method A Singlemode LC/UPC Uniboot to Unconnectorized Ruggedized Fanout Cable, 24-Fiber, Plenum, 250µm 12 fiber PmP | CommScope® | SYSTIMAX ULL |  | Ruggedized fanout
FPWLCLCDD |  | Base Product | SingleMode LC/UPC to LC/UPC, InstaPATCH® 360 Indoor/Outdoor Armored Ruggedized Fiber Fanout Cable Assembly, 12-Fiber, LSZH/Riser | CommScope® | SYSTIMAX InstaPATCH® 360 |  | Ruggedized fanout
ULGLCLCCP |  | Base Product | Ultra Low Loss ULL TeraSPEED® LC/UPC to LC/UPC Ruggedized fanout Cable, 288-Fiber, Plenum | CommScope® | SYSTIMAX ULL |  | Ruggedized fanout
MIFC-9/02C080-NGF |  | Variant | Fiber Optic Intra Facility Cable, Multimode, OM2, SC/UPC to Stub, |  |  | IFC | Fiber distribution cable assembly |  | Discontinued
MIFC-9/02C120-NGF |  | Variant | Fiber Optic Intra Facility Cable, Multimode, OM2, SC/UPC to Stub, orange, 120 m |  |  | IFC | Fiber distribution cable assembly |  | Discontinued
IFC-7/02080-NGF |  | Variant | Intra Facility Fiber Cable, OS2, SC/UPC- stub, 48F, 80 m, NGF breakout 96-, 144-position |  |  | IFC | Fiber distribution cable assembly
IFC-7/7VP012-PPV |  | Variant | Fiber Optic Intra Facility Fiber Cable, OS2, SC/UPC to SC/UPC, yellow, 12 m |  |  | IFC | Fiber distribution cable assembly
IFC-7/0VP061-PPV |  | Variant | Fiber Optic Intra Facility Fiber Cable, OS2, SC/UPC to Stub, yellow, 61 m |  |  | IFC | Fiber distribution cable assembly
IFC-7/7VP022-PPP3V |  | Variant | Fiber Optic Intra Facility Fiber Cable, OS2, SC/UPC to SC/UPC, yellow, 22 m |  |  | IFC | Fiber distribution cable assembly
IFC-7/7VP048-PPV |  | Variant | Fiber Optic Intra Facility Fiber Cable, OS2, SC/UPC to SC/UPC, yellow, 48 m |  |  | IFC | Fiber distribution cable assembly
IFC-7/7VP018-PPP3V |  | Variant | Fiber Optic Intra Facility Fiber Cable, OS2, SC/UPC to SC/UPC, yellow, 18 m |  |  | IFC | Fiber distribution cable assembly
IFC-7/7VP025-PPP3V |  | Variant | Fiber Optic Intra Facility Fiber Cable, OS2, SC/UPC to SC/UPC, yellow, 25 m |  |  | IFC | Fiber distribution cable assembly
IFC-7/7VP038-PPP3V |  | Variant | Intra Facility Fiber Cable, OS2, SC/UPC- SC/UPC, 72-fiber ribbon, 38 m, with LSX/NG3 pulling socks |  |  | IFC | Fiber distribution cable assembly
IFC-7/7VP018-PPV |  | Variant | Fiber Optic Intra Facility Fiber Cable, OS2, SC/UPC to SC/UPC, yellow, 18 m |  |  | IFC | Fiber distribution cable assembly
IFC-7/7VP031-PPP3V |  | Variant | Fiber Optic Intra Facility Fiber Cable, OS2, SC/UPC to SC/UPC, 31 m |  |  | IFC | Fiber distribution cable assembly
IFC-7/7VP070-PPV |  | Variant | Intra Facility Fiber Cable, OS2, SC/UPC- SC/UPC, 72-fiber ribbon, 70 m, with LSX pulling socks |  |  | IFC | Fiber distribution cable assembly
IFC-7/7VP150-P3V |  | Variant | Intra Facility Fiber Cable, OS2, SC/UPC- SC/UPC, 72-fiber ribbon, 150 m, with NG3 pulling socks |  |  | IFC | Fiber distribution cable assembly
IFC-7/7VP055-PPP3V |  | Variant | Fiber Optic Intra Facility Fiber Cable, OS2, SC/UPC to SC/UPC, 55 m |  |  | IFC | Fiber distribution cable assembly
IFC-7/7VP093-PPP3V |  | Variant | Intra Facility Fiber Cable, OS2, SC/UPC- SC/UPC, 72-fiber ribbon, 93 m, with LSX/NG3 pulling socks |  |  | IFC | Fiber distribution cable assembly
IFC-7/7VP028-PPP3V |  | Variant | Fiber Optic Intra Facility Fiber Cable, OS2, SC/UPC to SC/UPC, yellow, 28 m |  |  | IFC | Fiber distribution cable assembly
IFC-7/7VP076-P3V |  | Variant | Fiber Optic Intra Facility Fiber Cable, OS2, SC/UPC to SC/UPC, 76 m |  |  | IFC | Fiber distribution cable assembly
IFC-7/7VP080-PPP3V |  | Variant | Fiber Optic Intra Facility Fiber Cable, OS2, SC/UPC to SC/UPC, yellow, 80 m |  |  | IFC | Fiber distribution cable assembly
IFC-K/0A015-TF |  | Variant | Fiber Optic Intra Facility Fiber Cable, OS2, LC/UPC to Stub, yellow, 15 m |  |  | IFC | Fiber distribution cable assembly
IFC-K/0FJ003-2A |  | Variant | Intra Facility Fiber Cable, OS2, LC/UPC-stub, 3 m, FL2 breakout 12-exit up/down |  |  | IFC | Fiber distribution cable assembly
U4GSASACF |  | Base Product | Ultra Low Loss ULL TeraSPEED® SC/APC to SC/APC Ruggedized fanout Cable, 24-Fiber, LSZH, 12 fiber PmP 2.0 mm /B2ca | CommScope® | SYSTIMAX ULL |  | Ruggedized fanout
U4GSASACK |  | Base Product | Ultra Low Loss ULL TeraSPEED® SC/APC to SC/APC Ruggedized fanout Cable, 72-Fiber, LSZH, 12 fiber PmP 2.0 mm /B2ca | CommScope® | SYSTIMAX ULL |  | Ruggedized fanout
U4VLULUCD |  | Base Product | Ultra Low Loss ULL LazrSPEED® 550 OM5 LC/UPC Uniboot to LC/UPC Uniboot Ruggedized fanout Cable, 12-Fiber, LSZH, 12 fiber PmP 2.0 mm /B2ca | CommScope® | SYSTIMAX ULL |  | Ruggedized fanout
U4VLULUCF |  | Base Product | Ultra Low Loss ULL LazrSPEED® 550 OM5 LC/UPC Uniboot to LC/UPC Uniboot Ruggedized fanout Cable, 24-Fiber, LSZH, 12 fiber PmP 2.0 mm /B2ca | CommScope® | SYSTIMAX ULL |  | Ruggedized fanout
U4GSCSCCM |  | Base Product | Ultra Low Loss ULL TeraSPEED® SC/UPC to SC/UPC Ruggedized fanout Cable, 144-Fiber, LSZH, 12 fiber PmP 2.0 mm /B2ca | CommScope® | SYSTIMAX ULL |  | Ruggedized fanout
U4GSASACM |  | Base Product | Ultra Low Loss ULL TeraSPEED® SC/APC to SC/APC Ruggedized fanout Cable, 144-Fiber, LSZH, 12 fiber PmP 2.0 mm /B2ca | CommScope® | SYSTIMAX ULL |  | Ruggedized fanout
U4VLULUCG |  | Base Product | Ultra Low Loss ULL LazrSPEED® 550 OM5 LC/UPC Uniboot to LC/UPC Uniboot Ruggedized fanout Cable, 36-Fiber, LSZH, 12 fiber PmP 2.0 mm /B2ca | CommScope® | SYSTIMAX ULL |  | Ruggedized fanout
U4GSCSCCD |  | Base Product | Ultra Low Loss ULL TeraSPEED® SC/UPC to SC/UPC Ruggedized fanout Cable, 12-Fiber, LSZH, 12 fiber PmP 2.0 mm /B2ca | CommScope® | SYSTIMAX ULL |  | Ruggedized fanout
U4VLULUCH |  | Base Product | Ultra Low Loss ULL LazrSPEED® 550 OM5 LC/UPC Uniboot to LC/UPC Uniboot Ruggedized fanout Cable, 48-Fiber, LSZH, 12 fiber PmP 2.0 mm /B2ca | CommScope® | SYSTIMAX ULL |  | Ruggedized fanout
U4GSCSCCF |  | Base Product | Ultra Low Loss ULL TeraSPEED® SC/UPC to SC/UPC Ruggedized fanout Cable, 24-Fiber, LSZH, 12 fiber PmP 2.0 mm /B2ca | CommScope® | SYSTIMAX ULL |  | Ruggedized fanout
U4VLULUCK |  | Base Product | Ultra Low Loss ULL LazrSPEED® 550 OM5 LC/UPC Uniboot to LC/UPC Uniboot Ruggedized fanout Cable, 72-Fiber, LSZH, 12 fiber PmP 2.0 mm /B2ca | CommScope® | SYSTIMAX ULL |  | Ruggedized fanout
U4VLULUCL |  | Base Product | Ultra Low Loss ULL LazrSPEED® 550 OM5 LC/UPC Uniboot to LC/UPC Uniboot Ruggedized fanout Cable, 96-Fiber, LSZH, 12 fiber PmP 2.0 mm /B2ca | CommScope® | SYSTIMAX ULL |  | Ruggedized fanout
U4VLCLCCH |  | Base Product | Ultra Low Loss ULL LazrSPEED® 550 OM5 LC/UPC to LC/UPC Ruggedized fanout Cable, 48-Fiber, LSZH, 12 fiber PmP 2.0 mm /B2ca | CommScope® | SYSTIMAX ULL |  | Ruggedized fanout
U4VLULUCM |  | Base Product | Ultra Low Loss ULL LazrSPEED® 550 OM5 LC/UPC Uniboot to LC/UPC Uniboot Ruggedized fanout Cable, 144-Fiber, LSZH, 12 fiber PmP 2.0 mm /B2ca | CommScope® | SYSTIMAX ULL |  | Ruggedized fanout
U4VLCLCCK |  | Base Product | Ultra Low Loss ULL LazrSPEED® 550 OM5 LC/UPC to LC/UPC Ruggedized fanout Cable, 72-Fiber, LSZH, 12 fiber PmP 2.0 mm /B2ca | CommScope® | SYSTIMAX ULL |  | Ruggedized fanout
U4VLCLCCL |  | Base Product | Ultra Low Loss ULL LazrSPEED® 550 OM5 LC/UPC to LC/UPC Ruggedized fanout Cable, 96-Fiber, LSZH, 12 fiber PmP 2.0 mm /B2ca | CommScope® | SYSTIMAX ULL |  | Ruggedized fanout
U4XLCLCCD |  | Base Product | Ultra Low Loss ULL LazrSPEED® 550 LC/UPC to LC/UPC Ruggedized fanout Cable, 12-Fiber, LSZH, 12 fiber PmP 2.0 mm /B2ca | CommScope® | SYSTIMAX ULL |  | Ruggedized fanout
U4XLCLCCF |  | Base Product | Ultra Low Loss ULL LazrSPEED® 550 LC/UPC to LC/UPC Ruggedized fanout Cable, 24-Fiber, LSZH, 12 fiber PmP 2.0 mm /B2ca | CommScope® | SYSTIMAX ULL |  | Ruggedized fanout
U4XLULUCK |  | Base Product | Ultra Low Loss ULL LazrSPEED® 550 LC/UPC Uniboot to LC/UPC Uniboot Ruggedized fanout Cable, 72-Fiber, LSZH, 12 fiber PmP 2.0 mm /B2ca | CommScope® | SYSTIMAX ULL |  | Ruggedized fanout
U4XLULUCL |  | Base Product | Ultra Low Loss ULL LazrSPEED® 550 LC/UPC Uniboot to LC/UPC Uniboot Ruggedized fanout Cable, 96-Fiber, LSZH, 12 fiber PmP 2.0 mm /B2ca | CommScope® | SYSTIMAX ULL |  | Ruggedized fanout
U4XLULUCF |  | Base Product | Ultra Low Loss ULL LazrSPEED® 550 LC/UPC Uniboot to LC/UPC Uniboot Ruggedized fanout Cable, 24-Fiber, LSZH, 12 fiber PmP 2.0 mm /B2ca | CommScope® | SYSTIMAX ULL |  | Ruggedized fanout
U4XLULUCG |  | Base Product | Ultra Low Loss ULL LazrSPEED® 550 LC/UPC Uniboot to LC/UPC Uniboot Ruggedized fanout Cable, 36-Fiber, LSZH, 12 fiber PmP 2.0 mm /B2ca | CommScope® | SYSTIMAX ULL |  | Ruggedized fanout
U4XSCSCCD |  | Base Product | Ultra Low Loss ULL LazrSPEED® 550 SC/UPC to SC/UPC Ruggedized fanout Cable, 12-Fiber, LSZH, 12 fiber PmP 2.0 mm /B2ca | CommScope® | SYSTIMAX ULL |  | Ruggedized fanout
U4XSCSCCF |  | Base Product | Ultra Low Loss ULL LazrSPEED® 550 SC/UPC to SC/UPC Ruggedized fanout Cable, 24-Fiber, LSZH, 12 fiber PmP 2.0 mm /B2ca | CommScope® | SYSTIMAX ULL |  | Ruggedized fanout
U4XSCSCCL |  | Base Product | Ultra Low Loss ULL LazrSPEED® 550 SC/UPC to SC/UPC Ruggedized fanout Cable, 96-Fiber, LSZH, 12 fiber PmP 2.0 mm /B2ca | CommScope® | SYSTIMAX ULL |  | Ruggedized fanout
F4WSCSCAD |  | Base Product | Singlemode SC/UPC to SC/UPC 12-Fiber InstaPATCH® 360 Ruggedized Fanout Cable, Low Smoke Zero Halogen | CommScope® | SYSTIMAX InstaPATCH® 360 |  | Ruggedized fanout |  | Discontinued
F4WSCSCAF |  | Base Product | Singlemode SC/UPC to SC/UPC 24-Fiber InstaPATCH® 360 Ruggedized Fanout Cable, Low Smoke Zero Halogen | CommScope® | SYSTIMAX InstaPATCH® 360 |  | Ruggedized fanout |  | Discontinued
F4WSCSCAK |  | Base Product | Singlemode SC/UPC to SC/UPC 72-Fiber InstaPATCH® 360 Ruggedized Fanout Cable, Low Smoke Zero Halogen | CommScope® | SYSTIMAX InstaPATCH® 360 |  | Ruggedized fanout |  | Discontinued
F4WLCLCAD |  | Base Product | SingleMode LC/UPC to LC/UPC, InstaPATCH® 360 Ruggedized Fiber Fanout Cable Assembly, 12-Fiber, Low Smoke Zero Halogen (LSZH) | CommScope® | SYSTIMAX InstaPATCH® 360 |  | Ruggedized fanout
F4XLCLCAD |  | Base Product | OM4 LC/UPC to LC/UPC 12-Fiber InstaPATCH® 360 Ruggedized Fanout Cable, Low Smoke Zero Halogen | CommScope® | SYSTIMAX InstaPATCH® 360 |  | Ruggedized fanout
F4XLCLCAF |  | Base Product | OM4 LC/UPC to LC/UPC 24-Fiber InstaPATCH® 360 Ruggedized Fanout Cable, Low Smoke Zero Halogen | CommScope® | SYSTIMAX InstaPATCH® 360 |  | Ruggedized fanout
F4XLCLCAG |  | Base Product | OM4 LC/UPC to LC/UPC 36-Fiber InstaPATCH® 360 Ruggedized Fanout Cable, Low Smoke Zero Halogen | CommScope® | SYSTIMAX InstaPATCH® 360 |  | Ruggedized fanout
F4ZLCLCAK |  | Base Product | OM3 LC/UPC to LC/UPC 72-Fiber InstaPATCH® 360 Ruggedized Fanout Cable, Low Smoke Zero Halogen | CommScope® | SYSTIMAX InstaPATCH® 360 |  | Ruggedized fanout
F4XSCSCAD |  | Base Product | OM4 SC/UPC to SC/UPC 12-Fiber InstaPATCH® 360 Ruggedized Fanout Cable, Low Smoke Zero Halogen | CommScope® | SYSTIMAX InstaPATCH® 360 |  | Ruggedized fanout |  | Discontinued
F4XLCLCAK |  | Base Product | OM4 LC/UPC to LC/UPC 72-Fiber InstaPATCH® 360 Ruggedized Fanout Cable, Low Smoke Zero Halogen | CommScope® | SYSTIMAX InstaPATCH® 360 |  | Ruggedized fanout |  | Discontinued
F4WLCLCAK |  | Base Product | Singlemode LC/UPC to LC/UPC, InstaPATCH® 360 Ruggedized Fiber Fanout Cable Assembly, 72-Fiber, Low Smoke Zero Halogen (LSZH) | CommScope® | SYSTIMAX InstaPATCH® 360 |  | Ruggedized fanout |  | Discontinued
F4XSCSCAF |  | Base Product | OM4 SC/UPC to SC/UPC 24-Fiber InstaPATCH® 360 Ruggedized Fanout Cable, Low Smoke Zero Halogen | CommScope® | SYSTIMAX InstaPATCH® 360 |  | Ruggedized fanout |  | Discontinued
F4ZSCSCAH |  | Base Product | OM3 SC/UPC to SC/UPC 48-Fiber InstaPATCH® 360 Ruggedized Fanout Cable, Low Smoke Zero Halogen | CommScope® | SYSTIMAX InstaPATCH® 360 |  | Ruggedized fanout |  | Discontinued
F4XSCSCAK |  | Base Product | OM4 SC/UPC to SC/UPC 72-Fiber InstaPATCH® 360 Ruggedized Fanout Cable, Low Smoke Zero Halogen | CommScope® | SYSTIMAX InstaPATCH® 360 |  | Ruggedized fanout |  | Discontinued
F4ZSCSCAK |  | Base Product | OM3 SC/UPC to SC/UPC 72-Fiber InstaPATCH® 360 Ruggedized Fanout Cable, Low Smoke Zero Halogen | CommScope® | SYSTIMAX InstaPATCH® 360 |  | Ruggedized fanout |  | Discontinued
F4ZLCLCAF |  | Base Product | OM3 LC/UPC to LC/UPC 24-Fiber InstaPATCH® 360 Ruggedized Fanout Cable, Low Smoke Zero Halogen | CommScope® | SYSTIMAX InstaPATCH® 360 |  | Ruggedized fanout
F4ZLCLCAG |  | Base Product | OM3 LC/UPC to LC/UPC 36-Fiber InstaPATCH® 360 Ruggedized Fanout Cable, Low Smoke Zero Halogen | CommScope® | SYSTIMAX InstaPATCH® 360 |  | Ruggedized fanout
UNVLCLCCK |  | Base Product | Ultra Low Loss ULL LazrSPEED® 550 OM5 LC/UPC to LC/UPC Ruggedized fanout Cable, 72-Fiber, LSZH, 12 fiber PmP 2.0 mm Dca | CommScope® | SYSTIMAX ULL |  | Ruggedized fanout
UNGSCSCCG |  | Base Product | Ultra Low Loss ULL TeraSPEED® SC/UPC to SC/UPC Ruggedized fanout Cable, 36-Fiber, LSZH, 12 fiber PmP 2.0 mm Dca | CommScope® | SYSTIMAX ULL |  | Ruggedized fanout
UNGSASACF |  | Base Product | Ultra Low Loss ULL TeraSPEED® SC/APC to SC/APC Ruggedized fanout Cable, 24-Fiber, LSZH, 12 fiber PmP 2.0 mm Dca | CommScope® | SYSTIMAX ULL |  | Ruggedized fanout
UNVLULUCD |  | Base Product | Ultra Low Loss ULL LazrSPEED® 550 OM5 LC/UPC Uniboot to LC/UPC Uniboot Ruggedized fanout Cable, 12-Fiber, LSZH, 12 fiber PmP 2.0 mm Dca | CommScope® | SYSTIMAX ULL |  | Ruggedized fanout
UNVLULUCF |  | Base Product | Ultra Low Loss ULL LazrSPEED® 550 OM5 LC/UPC Uniboot to LC/UPC Uniboot Ruggedized fanout Cable, 24-Fiber, LSZH, 12 fiber PmP 2.0 mm Dca | CommScope® | SYSTIMAX ULL |  | Ruggedized fanout
UNGSCSCCM |  | Base Product | Ultra Low Loss ULL TeraSPEED® SC/UPC to SC/UPC Ruggedized fanout Cable, 144-Fiber, LSZH, 12 fiber PmP 2.0 mm Dca | CommScope® | SYSTIMAX ULL |  | Ruggedized fanout
UNGSASACK |  | Base Product | Ultra Low Loss ULL TeraSPEED® SC/APC to SC/APC Ruggedized fanout Cable, 72-Fiber, LSZH, 12 fiber PmP 2.0 mm Dca | CommScope® | SYSTIMAX ULL |  | Ruggedized fanout
UNVLULUCH |  | Base Product | Ultra Low Loss ULL LazrSPEED® 550 OM5 LC/UPC Uniboot to LC/UPC Uniboot Ruggedized fanout Cable, 48-Fiber, LSZH, 12 fiber PmP 2.0 mm Dca | CommScope® | SYSTIMAX ULL |  | Ruggedized fanout
UNVLCLCCF |  | Base Product | Ultra Low Loss ULL LazrSPEED® 550 OM5 LC/UPC to LC/UPC Ruggedized fanout Cable, 24-Fiber, LSZH, 12 fiber PmP 2.0 mm Dca | CommScope® | SYSTIMAX ULL |  | Ruggedized fanout
UNGSASACL |  | Base Product | Ultra Low Loss ULL TeraSPEED® SC/APC to SC/APC Ruggedized fanout Cable, 96-Fiber, LSZH, 12 fiber PmP 2.0 mm Dca | CommScope® | SYSTIMAX ULL |  | Ruggedized fanout
UNVLULUCK |  | Base Product | Ultra Low Loss ULL LazrSPEED® 550 OM5 LC/UPC Uniboot to LC/UPC Uniboot Ruggedized fanout Cable, 72-Fiber, LSZH, 12 fiber PmP 2.0 mm Dca | CommScope® | SYSTIMAX ULL |  | Ruggedized fanout
UNVLCLCCG |  | Base Product | Ultra Low Loss ULL LazrSPEED® 550 OM5 LC/UPC to LC/UPC Ruggedized fanout Cable, 36-Fiber, LSZH, 12 fiber PmP 2.0 mm Dca | CommScope® | SYSTIMAX ULL |  | Ruggedized fanout
UNVLCLCCH |  | Base Product | Ultra Low Loss ULL LazrSPEED® 550 OM5 LC/UPC to LC/UPC Ruggedized fanout Cable, 48-Fiber, LSZH, 12 fiber PmP 2.0 mm Dca | CommScope® | SYSTIMAX ULL |  | Ruggedized fanout
UNVLULUCL |  | Base Product | Ultra Low Loss ULL LazrSPEED® 550 OM5 LC/UPC Uniboot to LC/UPC Uniboot Ruggedized fanout Cable, 96-Fiber, LSZH, 12 fiber PmP 2.0 mm Dca | CommScope® | SYSTIMAX ULL |  | Ruggedized fanout
UNGSCSCCD |  | Base Product | Ultra Low Loss ULL TeraSPEED® SC/UPC to SC/UPC Ruggedized fanout Cable, 12-Fiber, LSZH, 12 fiber PmP 2.0 mm Dca | CommScope® | SYSTIMAX ULL |  | Ruggedized fanout
UNVLULUCM |  | Base Product | Ultra Low Loss ULL LazrSPEED® 550 OM5 LC/UPC Uniboot to LC/UPC Uniboot Ruggedized fanout Cable, 144-Fiber, LSZH, 12 fiber PmP 2.0 mm Dca | CommScope® | SYSTIMAX ULL |  | Ruggedized fanout
UNXLULUCD |  | Base Product | Ultra Low Loss ULL LazrSPEED® 550 LC/UPC Uniboot to LC/UPC Uniboot Ruggedized fanout Cable, 12-Fiber, LSZH, 12 fiber PmP 2.0 mm Dca | CommScope® | SYSTIMAX ULL |  | Ruggedized fanout
UNVSCSCCL |  | Base Product | Ultra Low Loss ULL LazrSPEED® 550 OM5 SC/UPC to SC/UPC Ruggedized fanout Cable, 96-Fiber, LSZH, 12 fiber PmP 2.0 mm Dca | CommScope® | SYSTIMAX ULL |  | Ruggedized fanout
UNXLULUCF |  | Base Product | Ultra Low Loss ULL LazrSPEED® 550 LC/UPC Uniboot to LC/UPC Uniboot Ruggedized fanout Cable, 24-Fiber, LSZH, 12 fiber PmP 2.0 mm Dca | CommScope® | SYSTIMAX ULL |  | Ruggedized fanout
UNVSCSCCM |  | Base Product | Ultra Low Loss ULL LazrSPEED® 550 OM5 SC/UPC to SC/UPC Ruggedized fanout Cable, 144-Fiber, LSZH, 12 fiber PmP 2.0 mm Dca | CommScope® | SYSTIMAX ULL |  | Ruggedized fanout
UNXLULUCG |  | Base Product | Ultra Low Loss ULL LazrSPEED® 550 LC/UPC Uniboot to LC/UPC Uniboot Ruggedized fanout Cable, 36-Fiber, LSZH, 12 fiber PmP 2.0 mm Dca | CommScope® | SYSTIMAX ULL |  | Ruggedized fanout
UNXLULUCH |  | Base Product | Ultra Low Loss ULL LazrSPEED® 550 LC/UPC Uniboot to LC/UPC Uniboot Ruggedized fanout Cable, 48-Fiber, LSZH, 12 fiber PmP 2.0 mm Dca | CommScope® | SYSTIMAX ULL |  | Ruggedized fanout
UNXLULUCK |  | Base Product | Ultra Low Loss ULL LazrSPEED® 550 LC/UPC Uniboot to LC/UPC Uniboot Ruggedized fanout Cable, 72-Fiber, LSZH, 12 fiber PmP 2.0 mm Dca | CommScope® | SYSTIMAX ULL |  | Ruggedized fanout
UNVSCSCCD |  | Base Product | Ultra Low Loss ULL LazrSPEED® 550 OM5 SC/UPC to SC/UPC Ruggedized fanout Cable, 12-Fiber, LSZH, 12 fiber PmP 2.0 mm Dca | CommScope® | SYSTIMAX ULL |  | Ruggedized fanout
UNXLCLCCG |  | Base Product | Ultra Low Loss ULL LazrSPEED® 550 LC/UPC to LC/UPC Ruggedized fanout Cable, 36-Fiber, LSZH, 12 fiber PmP 2.0 mm Dca | CommScope® | SYSTIMAX ULL |  | Ruggedized fanout
UNXLULUCL |  | Base Product | Ultra Low Loss ULL LazrSPEED® 550 LC/UPC Uniboot to LC/UPC Uniboot Ruggedized fanout Cable, 96-Fiber, LSZH, 12 fiber PmP 2.0 mm Dca | CommScope® | SYSTIMAX ULL |  | Ruggedized fanout
UNVSCSCCF |  | Base Product | Ultra Low Loss ULL LazrSPEED® 550 OM5 SC/UPC to SC/UPC Ruggedized fanout Cable, 24-Fiber, LSZH, 12 fiber PmP 2.0 mm Dca | CommScope® | SYSTIMAX ULL |  | Ruggedized fanout
UNVSCSCCH |  | Base Product | Ultra Low Loss ULL LazrSPEED® 550 OM5 SC/UPC to SC/UPC Ruggedized fanout Cable, 48-Fiber, LSZH, 12 fiber PmP 2.0 mm Dca | CommScope® | SYSTIMAX ULL |  | Ruggedized fanout
UNXLCLCCL |  | Base Product | Ultra Low Loss ULL LazrSPEED® 550 LC/UPC to LC/UPC Ruggedized fanout Cable, 96-Fiber, LSZH, 12 fiber PmP 2.0 mm Dca | CommScope® | SYSTIMAX ULL |  | Ruggedized fanout
UNXLCLCCM |  | Base Product | Ultra Low Loss ULL LazrSPEED® 550 LC/UPC to LC/UPC Ruggedized fanout Cable, 144-Fiber, LSZH, 12 fiber PmP 2.0 mm Dca | CommScope® | SYSTIMAX ULL |  | Ruggedized fanout
UNXSCSCCD |  | Base Product | Ultra Low Loss ULL LazrSPEED® 550 SC/UPC to SC/UPC Ruggedized fanout Cable, 12-Fiber, LSZH, 12 fiber PmP 2.0 mm Dca | CommScope® | SYSTIMAX ULL |  | Ruggedized fanout
UNXSCSCCF |  | Base Product | Ultra Low Loss ULL LazrSPEED® 550 SC/UPC to SC/UPC Ruggedized fanout Cable, 24-Fiber, LSZH, 12 fiber PmP 2.0 mm Dca | CommScope® | SYSTIMAX ULL |  | Ruggedized fanout
UNXSCSCCH |  | Base Product | Ultra Low Loss ULL LazrSPEED® 550 SC/UPC to SC/UPC Ruggedized fanout Cable, 48-Fiber, LSZH, 12 fiber PmP 2.0 mm Dca | CommScope® | SYSTIMAX ULL |  | Ruggedized fanout
UNXSCSCCK |  | Base Product | Ultra Low Loss ULL LazrSPEED® 550 SC/UPC to SC/UPC Ruggedized fanout Cable, 72-Fiber, LSZH, 12 fiber PmP 2.0 mm Dca | CommScope® | SYSTIMAX ULL |  | Ruggedized fanout
ULGLALACD |  | Base Product | Ultra Low Loss ULL TeraSPEED® LC/APC to LC/APC Ruggedized fanout Cable, 12-Fiber, Plenum, 12 fiber PmP 2.0 mm Dca | CommScope® | SYSTIMAX ULL |  | Ruggedized fanout
ULGLCLCCH |  | Base Product | Ultra Low Loss ULL TeraSPEED® LC/UPC to LC/UPC Ruggedized fanout Cable, 48-Fiber, Plenum, 12 fiber PmP 2.0 mm Dca | CommScope® | SYSTIMAX ULL |  | Ruggedized fanout
ULGLFLFCM |  | Base Product | Ultra Low Loss ULL TeraSPEED® LC/UPC G B to LC/UPC G B Ruggedized fanout Cable, 144-Fiber, Plenum, 12 fiber PmP 2.0 mm Dca | CommScope® | SYSTIMAX ULL |  | Ruggedized fanout
ULGLCLCCL |  | Base Product | Ultra Low Loss ULL TeraSPEED® LC/UPC to LC/UPC Ruggedized fanout Cable, 96-Fiber, Plenum | CommScope® | SYSTIMAX ULL |  | Ruggedized fanout
ULGLGLGCD |  | Base Product | Ultra Low Loss ULL TeraSPEED® LC/APC G B to LC/APC G B Ruggedized fanout Cable, 12-Fiber, Plenum, 12 fiber PmP 2.0 mm Dca | CommScope® | SYSTIMAX ULL |  | Ruggedized fanout
ULGLALACH |  | Base Product | Ultra Low Loss ULL TeraSPEED® LC/APC to LC/APC Ruggedized fanout Cable, 48-Fiber, Plenum, 12 fiber PmP 2.0 mm Dca | CommScope® | SYSTIMAX ULL |  | Ruggedized fanout
ULGLULUCH |  | Base Product | Ultra Low Loss ULL TeraSPEED® LC/UPC Uniboot to LC/UPC Uniboot Ruggedized fanout Cable, 48-Fiber, Plenum, 12 fiber PmP 2.0 mm Dca | CommScope® | SYSTIMAX ULL |  | Ruggedized fanout
ULGLGLGCG |  | Base Product | Ultra Low Loss ULL TeraSPEED® LC/APC G B to LC/APC G B Ruggedized fanout Cable, 36-Fiber, Plenum, 12 fiber PmP 2.0 mm Dca | CommScope® | SYSTIMAX ULL |  | Ruggedized fanout
ULGLGLGCH |  | Base Product | Ultra Low Loss ULL TeraSPEED® LC/APC G B to LC/APC G B Ruggedized fanout Cable, 48-Fiber, Plenum, 12 fiber PmP 2.0 mm Dca | CommScope® | SYSTIMAX ULL |  | Ruggedized fanout
ULGLALACM |  | Base Product | Ultra Low Loss ULL TeraSPEED® LC/APC to LC/APC Ruggedized fanout Cable, 144-Fiber, Plenum, 12 fiber PmP 2.0 mm Dca | CommScope® | SYSTIMAX ULL |  | Ruggedized fanout
ULGLGLGCK |  | Base Product | Ultra Low Loss ULL TeraSPEED® LC/APC G B to LC/APC G B Ruggedized fanout Cable, 72-Fiber, Plenum, 12 fiber PmP 2.0 mm Dca | CommScope® | SYSTIMAX ULL |  | Ruggedized fanout
ULGLFLFCK |  | Base Product | Ultra Low Loss ULL TeraSPEED® LC/UPC G B to LC/UPC G B Ruggedized fanout Cable, 72-Fiber, Plenum, 12 fiber PmP 2.0 mm Dca | CommScope® | SYSTIMAX ULL |  | Ruggedized fanout
ULGLGLGCL |  | Base Product | Ultra Low Loss ULL TeraSPEED® LC/APC G B to LC/APC G B Ruggedized fanout Cable, 96-Fiber, Plenum, 12 fiber PmP 2.0 mm Dca | CommScope® | SYSTIMAX ULL |  | Ruggedized fanout
ULGLULUCM |  | Base Product | Ultra Low Loss ULL TeraSPEED® LC/UPC Uniboot to LC/UPC Uniboot Ruggedized fanout Cable, 144-Fiber, Plenum, 12 fiber PmP 2.0 mm Dca | CommScope® | SYSTIMAX ULL |  | Ruggedized fanout
ULGLULUCD |  | Base Product | Ultra Low Loss ULL TeraSPEED® LC/UPC Uniboot to LC/UPC Uniboot Ruggedized fanout Cable, 12-Fiber, Plenum, 12 fiber PmP 2.0 mm Dca | CommScope® | SYSTIMAX ULL |  | Ruggedized fanout
ULVLCLCCG |  | Base Product | Ultra Low Loss ULL LazrSPEED® 550 OM5 LC/UPC to LC/UPC Ruggedized fanout Cable, 36-Fiber, Plenum, 12 fiber PmP 2.0 mm Dca | CommScope® | SYSTIMAX ULL |  | Ruggedized fanout
ULVLULUCL |  | Base Product | Ultra Low Loss ULL LazrSPEED® 550 OM5 LC/UPC Uniboot to LC/UPC Uniboot Ruggedized fanout Cable, 96-Fiber, Plenum, 12 fiber PmP 2.0 mm Dca | CommScope® | SYSTIMAX ULL |  | Ruggedized fanout
ULGSCSCCH |  | Base Product | Ultra Low Loss ULL TeraSPEED® SC/UPC to SC/UPC Ruggedized fanout Cable, 48-Fiber, Plenum, 12 fiber PmP 2.0 mm Dca | CommScope® | SYSTIMAX ULL |  | Ruggedized fanout
ULVLCLCCL |  | Base Product | Ultra Low Loss ULL LazrSPEED® 550 OM5 LC/UPC to LC/UPC Ruggedized fanout Cable, 96-Fiber, Plenum, 12 fiber PmP 2.0 mm Dca | CommScope® | SYSTIMAX ULL |  | Ruggedized fanout
ULGSASACF |  | Base Product | Ultra Low Loss ULL TeraSPEED® SC/APC to SC/APC Ruggedized fanout Cable, 24-Fiber, Plenum, 12 fiber PmP 2.0 mm Dca | CommScope® | SYSTIMAX ULL |  | Ruggedized fanout
ULGSCSCCK |  | Base Product | Ultra Low Loss ULL TeraSPEED® SC/UPC to SC/UPC Ruggedized fanout Cable, 72-Fiber, Plenum, 12 fiber PmP 2.0 mm Dca | CommScope® | SYSTIMAX ULL |  | Ruggedized fanout
ULGSCSCCL |  | Base Product | Ultra Low Loss ULL TeraSPEED® SC/UPC to SC/UPC Ruggedized fanout Cable, 96-Fiber, Plenum, 12 fiber PmP 2.0 mm Dca | CommScope® | SYSTIMAX ULL |  | Ruggedized fanout
ULVLULUCD |  | Base Product | Ultra Low Loss ULL LazrSPEED® 550 OM5 LC/UPC Uniboot to LC/UPC Uniboot Ruggedized fanout Cable, 12-Fiber, Plenum, 12 fiber PmP 2.0 mm Dca | CommScope® | SYSTIMAX ULL |  | Ruggedized fanout
ULVLULUCF |  | Base Product | Ultra Low Loss ULL LazrSPEED® 550 OM5 LC/UPC Uniboot to LC/UPC Uniboot Ruggedized fanout Cable, 24-Fiber, Plenum, 12 fiber PmP 2.0 mm Dca | CommScope® | SYSTIMAX ULL |  | Ruggedized fanout
ULVLCLCCD |  | Base Product | Ultra Low Loss ULL LazrSPEED® 550 OM5 LC/UPC to LC/UPC Ruggedized fanout Cable, 12-Fiber, Plenum, 12 fiber PmP 2.0 mm Dca | CommScope® | SYSTIMAX ULL |  | Ruggedized fanout
ULGSASACL |  | Base Product | Ultra Low Loss ULL TeraSPEED® SC/APC to SC/APC Ruggedized fanout Cable, 96-Fiber, Plenum, 12 fiber PmP 2.0 mm Dca | CommScope® | SYSTIMAX ULL |  | Ruggedized fanout
ULVLULUCH |  | Base Product | Ultra Low Loss ULL LazrSPEED® 550 OM5 LC/UPC Uniboot to LC/UPC Uniboot Ruggedized fanout Cable, 48-Fiber, Plenum, 12 fiber PmP 2.0 mm Dca | CommScope® | SYSTIMAX ULL |  | Ruggedized fanout
ULVSCSCCM |  | Base Product | Ultra Low Loss ULL LazrSPEED® 550 OM5 SC/UPC to SC/UPC Ruggedized fanout Cable, 144-Fiber, Plenum, 12 fiber PmP 2.0 mm Dca | CommScope® | SYSTIMAX ULL |  | Ruggedized fanout
ULVSCSCCF |  | Base Product | Ultra Low Loss ULL LazrSPEED® 550 OM5 SC/UPC to SC/UPC Ruggedized fanout Cable, 24-Fiber, Plenum, 12 fiber PmP 2.0 mm Dca | CommScope® | SYSTIMAX ULL |  | Ruggedized fanout
ULXLULUCL |  | Base Product | Ultra Low Loss ULL LazrSPEED® 550 LC/UPC Uniboot to LC/UPC Uniboot Ruggedized fanout Cable, 96-Fiber, Plenum, 12 fiber PmP 2.0mm | CommScope® | SYSTIMAX ULL |  | Ruggedized fanout
ULXLCLCCK |  | Base Product | Ultra Low Loss ULL LazrSPEED® 550 LC/UPC to LC/UPC Ruggedized fanout Cable, 72-Fiber, Plenum, 12 fiber PmP 2.0 mm Dca | CommScope® | SYSTIMAX ULL |  | Ruggedized fanout
ULVSCSCCH |  | Base Product | Ultra Low Loss ULL LazrSPEED® 550 OM5 SC/UPC to SC/UPC Ruggedized fanout Cable, 48-Fiber, Plenum, 12 fiber PmP 2.0 mm Dca | CommScope® | SYSTIMAX ULL |  | Ruggedized fanout
ULXLULUCM |  | Base Product | Ultra Low Loss ULL LazrSPEED® 550 LC/UPC Uniboot to LC/UPC Uniboot Ruggedized fanout Cable, 144-Fiber, Plenum, 12 fiber PmP 2.0 mm Dca | CommScope® | SYSTIMAX ULL |  | Ruggedized fanout
ULXSCSCCF |  | Base Product | Ultra Low Loss ULL LazrSPEED® 550 SC/UPC to SC/UPC Ruggedized fanout Cable, 24-Fiber, Plenum, 12 fiber PmP 2.0 mm Dca | CommScope® | SYSTIMAX ULL |  | Ruggedized fanout
ULVSCSCCL |  | Base Product | Ultra Low Loss ULL LazrSPEED® 550 OM5 SC/UPC to SC/UPC Ruggedized fanout Cable, 96-Fiber, Plenum, 12 fiber PmP 2.0 mm Dca | CommScope® | SYSTIMAX ULL |  | Ruggedized fanout
ULXSCSCCG |  | Base Product | Ultra Low Loss ULL LazrSPEED® 550 SC/UPC to SC/UPC Ruggedized fanout Cable, 36-Fiber, Plenum, 12 fiber PmP 2.0 mm Dca | CommScope® | SYSTIMAX ULL |  | Ruggedized fanout
ULXSCSCCH |  | Base Product | Ultra Low Loss ULL LazrSPEED® 550 SC/UPC to SC/UPC Ruggedized fanout Cable, 48-Fiber, Plenum, 12 fiber PmP 2.0 mm Dca | CommScope® | SYSTIMAX ULL |  | Ruggedized fanout
ULXLULUCD |  | Base Product | Ultra Low Loss ULL LazrSPEED® 550 LC/UPC Uniboot to LC/UPC Uniboot Ruggedized fanout Cable, 12-Fiber, Plenum, 12 fiber PmP 2.0 mm Dca | CommScope® | SYSTIMAX ULL |  | Ruggedized fanout
ULXSCSCCK |  | Base Product | Ultra Low Loss ULL LazrSPEED® 550 SC/UPC to SC/UPC Ruggedized fanout Cable, 72-Fiber, Plenum, 12 fiber PmP 2.0 mm Dca | CommScope® | SYSTIMAX ULL |  | Ruggedized fanout
UNGLCLCCF |  | Base Product | Ultra Low Loss ULL TeraSPEED® LC/UPC to LC/UPC Ruggedized fanout Cable, 24-Fiber, LSZH | CommScope® | SYSTIMAX ULL |  | Ruggedized fanout
ULXSCSCCL |  | Base Product | Ultra Low Loss ULL LazrSPEED® 550 SC/UPC to SC/UPC Ruggedized fanout Cable, 96-Fiber, Plenum, 12 fiber PmP 2.0 mm Dca | CommScope® | SYSTIMAX ULL |  | Ruggedized fanout
UNGLULUCD |  | Base Product | Ultra Low Loss ULL TeraSPEED® LC/UPC Uniboot to LC/UPC Uniboot Ruggedized fanout Cable, 12-Fiber, LSZH | CommScope® | SYSTIMAX ULL |  | Ruggedized fanout
UNGLCLCCH |  | Base Product | Ultra Low Loss ULL TeraSPEED® LC/UPC to LC/UPC Ruggedized fanout Cable, 48-Fiber, LSZH | CommScope® | SYSTIMAX ULL |  | Ruggedized fanout
UNGLULUCF |  | Base Product | Ultra Low Loss ULL TeraSPEED® LC/UPC Uniboot to LC/UPC Uniboot Ruggedized fanout Cable, 24-Fiber, Dual Rated LSZH/Riser | CommScope® | SYSTIMAX ULL |  | Ruggedized fanout
UNGLGLGCD |  | Base Product | Ultra Low Loss ULL TeraSPEED® LC/APC G B to LC/APC G B Ruggedized fanout Cable, 12-Fiber, LSZH, 12 fiber PmP 2.0 mm Dca | CommScope® | SYSTIMAX ULL |  | Ruggedized fanout
UNGLALACG |  | Base Product | Ultra Low Loss ULL TeraSPEED® LC/APC to LC/APC Ruggedized fanout Cable, 36-Fiber, LSZH, 12 fiber PmP 2.0 mm Dca | CommScope® | SYSTIMAX ULL |  | Ruggedized fanout
UNGLALACH |  | Base Product | Ultra Low Loss ULL TeraSPEED® LC/APC to LC/APC Ruggedized fanout Cable, 48-Fiber, LSZH, 12 fiber PmP 2.0 mm Dca | CommScope® | SYSTIMAX ULL |  | Ruggedized fanout
UNGLGLGCG |  | Base Product | Ultra Low Loss ULL TeraSPEED® LC/APC G B to LC/APC G B Ruggedized fanout Cable, 36-Fiber, LSZH, 12 fiber PmP 2.0 mm Dca | CommScope® | SYSTIMAX ULL |  | Ruggedized fanout
UNGLCLCCM |  | Base Product | Ultra Low Loss ULL TeraSPEED® LC/UPC to LC/UPC Ruggedized fanout Cable, 144-Fiber, LSZH, 12 fiber PmP 2.0 mm Dca | CommScope® | SYSTIMAX ULL |  | Ruggedized fanout
UNGLULUCK |  | Base Product | Ultra Low Loss ULL TeraSPEED® LC/UPC Uniboot to LC/UPC Uniboot Ruggedized fanout Cable, 72-Fiber, LSZH, 12 fiber PmP 2.0 mm Dca | CommScope® | SYSTIMAX ULL |  | Ruggedized fanout
UNGLALACK |  | Base Product | Ultra Low Loss ULL TeraSPEED® LC/APC to LC/APC Ruggedized fanout Cable, 72-Fiber, LSZH, 12 fiber PmP 2.0 mm Dca | CommScope® | SYSTIMAX ULL |  | Ruggedized fanout
UNGLGLGCH |  | Base Product | Ultra Low Loss ULL TeraSPEED® LC/APC G B to LC/APC G B Ruggedized fanout Cable, 48-Fiber, LSZH, 12 fiber PmP 2.0 mm Dca | CommScope® | SYSTIMAX ULL |  | Ruggedized fanout
UNGLFLFCD |  | Base Product | Ultra Low Loss ULL TeraSPEED® LC/UPC G B to LC/UPC G B Ruggedized fanout Cable, 12-Fiber, LSZH, 12 fiber PmP 2.0 mm Dca | CommScope® | SYSTIMAX ULL |  | Ruggedized fanout
ULXSCSCCD |  | Base Product | Ultra Low Loss ULL LazrSPEED® 550 SC/UPC to SC/UPC Ruggedized fanout Cable, 12-Fiber, Plenum, 12 fiber PmP 2.0 mm Dca | CommScope® | SYSTIMAX ULL |  | Ruggedized fanout
UNGLFLFCF |  | Base Product | Ultra Low Loss ULL TeraSPEED® LC/UPC G B to LC/UPC G B Ruggedized fanout Cable, 24-Fiber, LSZH, 12 fiber PmP 2.0 mm Dca | CommScope® | SYSTIMAX ULL |  | Ruggedized fanout
UNGLGLGCL |  | Base Product | Ultra Low Loss ULL TeraSPEED® LC/APC G B to LC/APC G B Ruggedized fanout Cable, 96-Fiber, LSZH, 12 fiber PmP 2.0 mm Dca | CommScope® | SYSTIMAX ULL |  | Ruggedized fanout
UNGLGLGCM |  | Base Product | Ultra Low Loss ULL TeraSPEED® LC/APC G B to LC/APC G B Ruggedized fanout Cable, 144-Fiber, LSZH, 12 fiber PmP 2.0 mm Dca | CommScope® | SYSTIMAX ULL |  | Ruggedized fanout
UNXLCLCT4 |  | Base Product | Ultra Low Loss ULL LazrSPEED® 550 LC/UPC to LC/UPC Ruggedized fanout Cable, 4-Fiber, LSZH, 8 fiber PmP 2.0 mm | CommScope® | SYSTIMAX ULL |  | Ruggedized fanout
ALGLGUCCL |  | Base Product | Ultra Low Loss ULL TeraSPEED® LC/UPC to Unconnectorized Ruggedized fanout Cable, 96-Fiber, Plenum, 12 fiber PmP 2.0 mm | CommScope® | SYSTIMAX ULL |  | Ruggedized fanout
UQVLCLCGD |  | Base Product | Ultra Low Loss (ULL) OM5 LC/UPC to LC/UPC Fanout Cable, 12-Fiber, Plenum | CommScope® | SYSTIMAX ULL |  | Fiber array cable assembly
URXLCLCGD |  | Base Product | Ultra Low Loss (ULL) OM4 LC/UPC to LC/UPC Fanout Cable, 12-Fiber, LSZH & OFNR | CommScope® | SYSTIMAX ULL |  | Fiber array cable assembly
URVLCLCGD |  | Base Product | Ultra Low Loss (ULL) OM5 LC/UPC to LC/UPC Fanout Cable, 12-Fiber, LSZH & OFNR | CommScope® | SYSTIMAX ULL |  | Fiber array cable assembly
UQGLCLCGD |  | Base Product | Ultra Low Loss (ULL) Singlemode LC/UPC to LC/UPC Fanout Cable,12-Fiber, Plenum | CommScope® | SYSTIMAX ULL |  | Fiber array cable assembly
MA |  | Base Product | Fiber Optic Patch Cord, Multi-fiber, Singlemode |  |  |  | Fiber distribution cable assembly
F4WLCUCAF |  | Base Product | TeraSPEED® LC/UPC to LC/UPC, InstaPATCH® 360 Ruggedized Fanout Cable, 24-Fiber, LSZH, B2ca | CommScope® | SYSTIMAX InstaPATCH® 360 |  | Ruggedized fanout
FSWSASAW6 |  | Base Product | TeraSPEED® SC/APC to SC/APC, Distribution Cable, 6-Fiber, Plenum | CommScope® | SYSTIMAX InstaPATCH® 360 |  | Fiber distribution cable assembly
F4XLCLCQR |  | Base Product | OM4 LC/UPC to LC/UPC 16-Fiber InstaPATCH® 360 Ruggedized Fanout Cable, Low Smoke Zero Halogen, B2ca | CommScope® | SYSTIMAX InstaPATCH® 360 |  | Ruggedized fanout
F4XLCLCAS |  | Base Product | OM4 LC/UPC to LC/UPC 32-Fiber InstaPATCH® 360 Ruggedized Fanout Cable, Low Smoke Zero Halogen, B2ca | CommScope® | SYSTIMAX InstaPATCH® 360 |  | Ruggedized fanout
UNGLCUCDK |  | Base Product | Ultra Low Loss ULL TeraSPEED LC/UPC to Unconnectorized, Indoor/Outdoor Ruggedized Fanout Cable, 72-Fiber, LSZH/Riser | CommScope® | SYSTIMAX ULL |  | Ruggedized fanout
FPM-0E/E-AN030M |  | Variant | Fiber Optic Patch Cord, Multi-fiber, Singlemode, 4 fibers, SC/APC to SC/APC, yellow, 30 m |  |  | FPM | Fiber distribution cable assembly
FPM-07/7-AN008M |  | Variant | Fiber Optic Patch Cord, Multi-fiber, Singlemode, 4 fibers, SC/UPC to SC/UPC, yellow, 8 m |  |  | FPM | Fiber distribution cable assembly
FPM-07/7-AN010M |  | Variant | Fiber Optic Patch Cord, Multi-fiber, Singlemode, 4 fibers, SC/UPC to SC/UPC, yellow, 10 m |  |  | FPM | Fiber distribution cable assembly
FPM-0E/E-AN050M |  | Variant | Fiber Optic Patch Cord, Multi-fiber, Singlemode, 4 fibers, SC/APC to SC/APC, yellow, 50 m |  |  | FPM | Fiber distribution cable assembly
FPM-07/K-AN010M |  | Variant | Fiber Optic Patch Cord, Multi-fiber, Singlemode, 4 fibers, SC/UPC to LC/UPC, yellow, 10 m |  |  | FPM | Fiber distribution cable assembly
FPM-07/K-AN015M |  | Variant | Fiber Optic Patch Cord, Multi-fiber, Singlemode, 4 fibers, SC/UPC to LC/UPC, yellow, 15 m |  |  | FPM | Fiber distribution cable assembly
FPM-0K/0-M002M |  | Variant | Fiber Optic Pigtail, Multi-fiber, Singlemode, 12 fibers, LC/UPC to Stub, yellow, 2 m |  |  | FPM | Fiber pigtail ¦ multi-fiber
FPM-0K/0-M006.17M |  | Variant | Fiber Optic Pigtail, OS2, LC/UPC-stub, 12F soft wall, 900 μm buff. fiber, 12 " breakouts, 6.17 m, yellow |  |  | FPM | Fiber pigtail ¦ multi-fiber
FPM-07/0-M005F |  | Variant | Fiber Optic Pigtail, Multi-fiber, Singlemode, 12 fibers, SC/UPC to stub, yellow, 5 ft |  |  | FPM | Fiber pigtail ¦ multi-fiber
FPM-07/0-M005M |  | Variant | Fiber Optic Pigtail, Multi-fiber, Singlemode, 12 fibers, SC/UPC to stub, yellow, 5 m |  |  | FPM | Fiber pigtail ¦ multi-fiber
ULGLAUCC6 |  | Base Product | Ultra Low Loss ULL TeraSPEED® LC/APC to LC/APC Ruggedized fanout Cable, 12-Fiber, Plenum, 12 fiber PmP 2.0 mm Dca | CommScope® | SYSTIMAX ULL |  | Ruggedized fanout
UNXLCLCC6 |  | Base Product | Ultra Low Loss ULL LazrSPEED® 550 LC/UPC to LC/UPC Ruggedized fanout Cable, 12-Fiber, LSZH, 12 fiber PmP 2.0 mm Dca | CommScope® | SYSTIMAX ULL |  | Ruggedized fanout
UNXLCUCC6 |  | Base Product | Ultra Low Loss ULL LazrSPEED® 550 LC/UPC to Unconnectorized, Ruggedized fanout Cable, 6-Fiber, LSZH, PmP 2.0 mm Dca Cable | CommScope® | SYSTIMAX ULL |  | Ruggedized fanout
U4GLFLFCD |  | Base Product | Ultra Low Loss ULL TeraSPEED® LC/UPC G B to LC/UPC G B Ruggedized fanout Cable, 12-Fiber, LSZH, 12 fiber PmP 2.0 mm /B2ca | CommScope® | SYSTIMAX ULL |  | Ruggedized fanout
U4GLALACM |  | Base Product | Ultra Low Loss ULL TeraSPEED® LC/APC to LC/APC Ruggedized fanout Cable, 144-Fiber, LSZH, 12 fiber PmP 2.0 mm /B2ca | CommScope® | SYSTIMAX ULL |  | Ruggedized fanout
U4GLFLFCH |  | Base Product | Ultra Low Loss ULL TeraSPEED® LC/UPC G B to LC/UPC G B Ruggedized fanout Cable, 48-Fiber, LSZH, 12 fiber PmP 2.0 mm /B2ca | CommScope® | SYSTIMAX ULL |  | Ruggedized fanout
U4GLCLCCF |  | Base Product | Ultra Low Loss ULL TeraSPEED® LC/UPC to LC/UPC Ruggedized fanout Cable, 24-Fiber, LSZH, 12 fiber PmP 2.0 mm /B2ca | CommScope® | SYSTIMAX ULL |  | Ruggedized fanout
U4GLFLFCK |  | Base Product | Ultra Low Loss ULL TeraSPEED® LC/UPC G B to LC/UPC G B Ruggedized fanout Cable, 72-Fiber, LSZH, 12 fiber PmP 2.0 mm /B2ca. | CommScope® | SYSTIMAX ULL |  | Ruggedized fanout
U4GLCLCCG |  | Base Product | Ultra Low Loss ULL TeraSPEED® LC/UPC to LC/UPC Ruggedized fanout Cable, 36-Fiber, LSZH, 12 fiber PmP 2.0 mm /B2ca | CommScope® | SYSTIMAX ULL |  | Ruggedized fanout
U4GLFLFCL |  | Base Product | Ultra Low Loss ULL TeraSPEED® LC/UPC G B to LC/UPC G B Ruggedized fanout Cable, 96-Fiber, LSZH, 12 fiber PmP 2.0 mm /B2ca | CommScope® | SYSTIMAX ULL |  | Ruggedized fanout
U4GLALACD |  | Base Product | Ultra Low Loss ULL TeraSPEED® LC/APC to LC/APC Ruggedized fanout Cable, 12-Fiber, LSZH, 12 fiber PmP 2.0 mm /B2ca | CommScope® | SYSTIMAX ULL |  | Ruggedized fanout
U4GLCLCCH |  | Base Product | Ultra Low Loss ULL TeraSPEED® LC/UPC to LC/UPC Ruggedized fanout Cable, 48-Fiber, LSZH, 12 fiber PmP 2.0 mm /B2ca | CommScope® | SYSTIMAX ULL |  | Ruggedized fanout
U4GLGLGCM |  | Base Product | Ultra Low Loss ULL TeraSPEED® LC/APC G B to LC/APC G B Ruggedized fanout Cable, 144-Fiber, LSZH, 12 fiber PmP 2.0 mm /B2ca | CommScope® | SYSTIMAX ULL |  | Ruggedized fanout
U4GLFLFCM |  | Base Product | Ultra Low Loss ULL TeraSPEED® LC/UPC G B to LC/UPC G B Ruggedized fanout Cable, 144-Fiber, LSZH, 12 fiber PmP 2.0 mm /B2ca | CommScope® | SYSTIMAX ULL |  | Ruggedized fanout
U4GLALACF |  | Base Product | Ultra Low Loss ULL TeraSPEED® LC/APC to LC/APC Ruggedized fanout Cable, 24-Fiber, LSZH, 12 fiber PmP 2.0 mm /B2ca | CommScope® | SYSTIMAX ULL |  | Ruggedized fanout
U4GLALACH |  | Base Product | Ultra Low Loss ULL TeraSPEED® LC/APC to LC/APC Ruggedized fanout Cable, 48-Fiber, LSZH, 12 fiber PmP 2.0 mm /B2ca | CommScope® | SYSTIMAX ULL |  | Ruggedized fanout
U4GLGLGCF |  | Base Product | Ultra Low Loss ULL TeraSPEED® LC/APC G B to LC/APC G B Ruggedized fanout Cable, 24-Fiber, LSZH, 12 fiber PmP 2.0 mm /B2ca | CommScope® | SYSTIMAX ULL |  | Ruggedized fanout
U4GLULUCF |  | Base Product | Ultra Low Loss ULL TeraSPEED® LC/UPC Uniboot to LC/UPC Uniboot Ruggedized fanout Cable, 24-Fiber, LSZH, 12 fiber PmP 2.0 mm /B2ca | CommScope® | SYSTIMAX ULL |  | Ruggedized fanout
U4GLULUCG |  | Base Product | Ultra Low Loss ULL TeraSPEED® LC/UPC Uniboot to LC/UPC Uniboot Ruggedized fanout Cable, 36-Fiber, LSZH, 12 fiber PmP 2.0 mm /B2ca | CommScope® | SYSTIMAX ULL |  | Ruggedized fanout
U4GLULUCH |  | Base Product | Ultra Low Loss ULL TeraSPEED® LC/UPC Uniboot to LC/UPC Uniboot Ruggedized fanout Cable, 48-Fiber, LSZH, 12 fiber PmP 2.0 mm /B2ca | CommScope® | SYSTIMAX ULL |  | Ruggedized fanout
1664696 | FPM-07/7-AT030M-25/25 | Variant | Fiber Optic Patch Cord, Multi-fiber, Singlemode, 24 fibers, SC/UPC to SC/UPC, yellow, 30 m |  |  | FPM | Fiber distribution cable assembly
1665922 | FPM-07/7-AF010M-39/25 | Variant | Fiber Optic Patch Cord, Multi-fiber, Singlemode, 12 fibers, SC/UPC to SC/UPC, yellow, 10 m |  |  | FPM | Fiber distribution cable assembly
1666024 | FPM-07/7-AN046M-25/39 | Variant | Fiber Optic Patch Cord, Multi-fiber, Singlemode, 4 fibers, SC/UPC to SC/UPC, yellow, 46 m |  |  | FPM | Fiber distribution cable assembly
1662882 | FPM-07/K-AN066M-25/39 | Variant | Fiber Optic Patch Cord, Multi-fiber, Singlemode, 4 fibers, SC/UPC to LC/UPC, 66 m |  |  | FPM | Fiber distribution cable assembly
1667033 | FPM-07/K-AN048M-25/39 | Variant | Fiber Optic Patch Cord, Multi-fiber, Singlemode, 4 fibers, SC/UPC to LC/UPC, yellow, 48 m |  |  | FPM | Fiber distribution cable assembly
1668184 | FPM-07/7-AC040M-25/39 | Variant | Fiber Optic Patch Cord, Multi-fiber, Singlemode, 2 fibers, SC/UPC to SC/UPC, yellow, 40 m |  |  | FPM | Fiber distribution cable assembly
1680938 | FPM-07/7-AS015M-39/25 | Variant | Fiber Optic Patch Cord, Multi-fiber, Singlemode, 8 fibers, SC/UPC to SC/UPC, yellow, 15 m |  |  | FPM | Fiber distribution cable assembly
1681387 | FPM-07/7-AT010M-39/25 | Variant | Fiber Optic Patch Cord, Multi-fiber, Singlemode, 24 fibers, SC/UPC to SC/UPC, yellow, 10 m |  |  | FPM | Fiber distribution cable assembly
1681472 | FPM-07/7-AN054M-25/39 | Variant | Fiber Optic Patch Cord, Multi-fiber, Singlemode, 4 fibers, SC/UPC to SC/UPC, yellow, 50 m |  |  | FPM | Fiber distribution cable assembly
1676894 | FPM-07/K-AT016M-25/39 | Variant | Fiber Optic Patch Cord, Multi-fiber, Singlemode, 24 fibers, SC/UPC to LC/UPC, yellow, 16 m |  |  | FPM | Fiber distribution cable assembly
1679458 | FPM-07/7-AT027M-39/25 | Variant | Fiber Optic Patch Cord, Multi-fiber, Singlemode, 24 fibers, SC/UPC to SC/UPC, yellow, 27 m |  |  | FPM | Fiber distribution cable assembly
1681862 | FPM-07/K-AT038M-25/39 | Variant | Fiber Optic Patch Cord, Multi-fiber, Singlemode, 24 fibers, SC/UPC to LC/UPC, yellow, 38 m |  |  | FPM | Fiber distribution cable assembly
1685498-ZZ | FPM-07/7-AC032M-25/39 | Variant | Fiber Optic Patch Cord, Multi-fiber, Singlemode, 2 fibers, SC/UPC to SC/UPC, yellow, 32 m |  |  | FPM | Fiber distribution cable assembly
1691612 | FPM-07/7-AN020M-39/25 | Variant | Fiber Optic Patch Cord, Multi-fiber, Singlemode, 4 fibers, SC/UPC to SC/UPC, yellow, 20 m |  |  | FPM | Fiber distribution cable assembly
1690487 | FPM-07/7-AT012M-39/25 | Variant | Fiber Optic Patch Cord, Multi-fiber, Singlemode, 24 fibers, SC/UPC to SC/UPC, yellow, 12 m |  |  | FPM | Fiber distribution cable assembly
1686959 | FPM-07/7-AT014M-39/25 | Variant | Fiber Optic Patch Cord, Multi-fiber, Singlemode, 24 fibers, SC/UPC to SC/UPC, yellow, 14 m |  |  | FPM | Fiber distribution cable assembly
1697435 | FPM-07/7-AT046M-39/25 | Variant | Fiber Optic Patch Cord, Multi-fiber, Singlemode, 24 fibers, SC/UPC to SC/UPC, yellow, 46 m |  |  | FPM | Fiber distribution cable assembly
1712297 | FPM-07/0-M006.17M-46 | Variant | Fiber Optic Pigtail, Multi-fiber, Singlemode, 12 fibers, SC/UPC to stub, 6.17 m |  |  | FPM | Fiber pigtail ¦ multi-fiber
760244910 | MDB-H08YQQ00040KSG7K2L MPO8F-SC | Variant | Multi Distribution Break Out Cable Singlemode MPO/8 equipment unpinned to SC/APC, 8 fibers, LSZH, 40 meters |  |  |  | Fiber array cable assembly
760244901 | MDB-H08YQQ00008KSG7K2L MPO8F-SC | Variant | Multi Distribution Break Out Cable Singlemode MPO/8 equipment unpinned to SC/APC, 8 fibers, LSZH, 8 meters |  |  |  | Fiber array cable assembly
300001772842 | FPM-0K/K-AC015M-39/39 | Variant | Fiber Optic Patch Cord, OS2, LC/UPC-LC/UPC, 2-fiber RBR, 2.0 mm subunits, 15 m, yellow, 39" breakouts |  |  | FPM | Fiber distribution cable assembly
300001784770 | FPM-0K/K-AC012M-39/39 | Variant | Fiber Optic Patch Cord, OS2, LC/UPC-LC/UPC, 2-fiber RBR, 2.0 mm subunits, 12 m, yellow, 39" breakouts |  |  | FPM | Fiber distribution cable assembly
300001719337 | FPM-07/7-AT026M-25/25 | Variant | Fiber Optic Patch Cord, Multi-fiber, Singlemode, 24 fibers, SC/UPC to SC/UPC, yellow, 26 m |  |  | FPM | Fiber distribution cable assembly
300001730290 | FPM-07/7-AT040M-25/60 | Variant | Fiber Optic Patch Cord, Multi-fiber, Singlemode, 24 fibers, SC/UPC to SC/UPC, yellow, 40 m |  |  | FPM | Fiber distribution cable assembly
300001728400 | FPM-07/7-AN022M-25/25 | Variant | Fiber Optic Patch Cord, Multi-fiber, Singlemode, 4 fibers, SC/UPC to SC/UPC, yellow, 22 m |  |  | FPM | Fiber distribution cable assembly
300001733952 | FPM-07/7-AN036M-25/39 | Variant | Fiber Optic Patch Cord, Multi-fiber, Singlemode, 4 fibers, SC/UPC to SC/UPC, 36 m |  |  | FPM | Fiber distribution cable assembly
300001749762 | FPM-07/7-AS033M-25/39 | Variant | Fiber Optic Patch Cord, OS2, SC/UPC-SC/UPC, 8-fiber RBR, 2.0 mm subunits, 33 m, yellow, 25"/39" breakouts |  |  | FPM | Fiber distribution cable assembly
300001751306 | FPM-07/7-AC028M-25/39 | Variant | Fiber Optic Patch Cord, Multi-fiber, Singlemode, 2 fibers, SC/UPC to SC/UPC, yellow, 28 m |  |  | FPM | Fiber distribution cable assembly
300001750681 | FPM-07/7-AT037M-25/25 | Variant | Fiber Optic Patch Cord, OS2, SC/UPC-SC/UPC, 24F RBR, 2.0 mm subunits, 37 m, yellow, 25" breakouts |  |  | FPM | Fiber distribution cable assembly
300001749222 | FPM-07/7-AT084M-39/60 | Variant | Fiber Optic Patch Cord, OS2, SC/UPC-SC/UPC, 24F RBR, 2.0 mm subunits, 84 m, yellow, 39"/60" breakouts |  |  | FPM | Fiber distribution cable assembly
300001739934 | FPM-07/7-AT024M-25/25 | Variant | Fiber Optic Patch Cord, Multi-fiber, Singlemode, 24 fibers, SC/UPC to SC/UPC, yellow, 24 m |  |  | FPM | Fiber distribution cable assembly
300001750732 | FPM-07/K-AC053M-25/39 | Variant | Fiber Optic Patch Cord, Multi-fiber, Singlemode, 2 fibers, SC/UPC to LC/UPC, 53 m |  |  | FPM | Fiber distribution cable assembly
300001756354 | FPM-07/7-AT025M-25/60 | Variant | Fiber Optic Patch Cord, OS2, SC/UPC-SC/UPC, 24F RBR, 2.0 mm subunits, 25 m, yellow, 25"/60" breakouts |  |  | FPM | Fiber distribution cable assembly
300001750667 | FPM-07/7-AT046M-25/25 | Variant | Fiber Optic Patch Cord, OS2, SC/UPC-SC/UPC, 24F RBR, 2.0 mm subunits, 46 m, yellow, 25" breakouts |  |  | FPM | Fiber distribution cable assembly
300001762333 | FPM-07/K-AN088M-25/39 | Variant | Fiber Optic Patch Cord, OS2, SC/UPC-LC/UPC, 4-fiber RBR, 2.0 mm subunits, 88 m, yellow, 25"/39" breakouts |  |  | FPM | Fiber distribution cable assembly
300001750939 | FPM-07/7-AT056M-39/60 | Variant | Fiber Optic Patch Cord, OS2, SC/UPC-SC/UPC, 24F RBR, 2.0 mm subunits, 56 m, yellow, 39"/60" breakouts |  |  | FPM | Fiber distribution cable assembly
300001751090 | FPM-07/7-AT009M-39/25 | Variant | Fiber Optic Patch Cord, OS2, SC/UPC-SC/UPC, 24F RBR, 2.0 mm subunits, 9 m, yellow, 39"/25" breakouts |  |  | FPM | Fiber distribution cable assembly
300001761471 | FPM-07/7-AT048M-25/60 | Variant | Fiber Optic Patch Cord, OS2, SC/UPC-SC/UPC, 24F RBR, 2.0 mm subunits, 48 m, yellow, 25"/60" breakouts |  |  | FPM | Fiber distribution cable assembly
300001763330 | FPM-07/7-AC062M-25/39 | Variant | Fiber Optic Patch Cord, Multi-fiber, Singlemode, 2 fibers, SC/UPC to SC/UPC, 62 m |  |  | FPM | Fiber distribution cable assembly
300001771924 | FPM-07/7-AC019M-25/25 | Variant | Fiber Optic Patch Cord, Multi-fiber, Singlemode, 2 fibers, SC/UPC to SC/UPC, yellow, 19 m |  |  | FPM | Fiber distribution cable assembly
300001763983 | FPM-07/7-AC025M-39/60 | Variant | Fiber Optic Patch Cord, Multi-fiber, Singlemode, 2 fibers, SC/UPC to SC/UPC, yellow, 25 m |  |  | FPM | Fiber distribution cable assembly
300001774231 | FPM-07/7-AN020M-39/60 | Variant | Fiber Optic Patch Cord, Multi-fiber, Singlemode, 4 fibers, SC/UPC to SC/UPC, yellow, 20 m |  |  | FPM | Fiber distribution cable assembly
300001773918 | FPM-07/7-AN022M-39/25 | Variant | Fiber Optic Patch Cord, OS2, SC/UPC-SC/UPC, 4-fiber RBR, 2.0 mm subunits, 22 m, yellow, 39"/25" breakouts |  |  | FPM | Fiber distribution cable assembly
300001773257 | MFPM-9/9-NA007M-59/72 | Variant | Fiber Optic Patch Cord, Multi-fiber, Multimode, SC/UPC to SC/UPC, orange, 7 m |  |  | FPM | Fiber distribution cable assembly |  | Discontinued
300001778927 | FPM-07/K-AC091M-25/39 | Variant | Fiber Optic Patch Cord, Multi-fiber, Singlemode, 2 fibers, SC/UPC to LC/UPC, 91 m |  |  | FPM | Fiber distribution cable assembly
300001780383 | FPM-07/K-AC014M-39/60 | Variant | Fiber Optic Patch Cord, Multi-fiber, Singlemode, 2 fibers, SC/UPC to LC/UPC, yellow, 14 m |  |  | FPM | Fiber distribution cable assembly
300001784531 | FPM-07/7-AS032M-25/39 | Variant | Fiber Optic Patch Cord, OS2, SC/UPC-SC/UPC, 8-fiber RBR, 2.0 mm subunits, 32 m, yellow, 25"/39" breakouts |  |  | FPM | Fiber distribution cable assembly
300100113819 | FPM-07/7-AT163M-25/60 | Variant | Fiber Optic Patch Cord, Multi-fiber, Singlemode, 24 fibers, SC/UPC to SC/UPC, yellow, 163 m |  |  | FPM | Fiber distribution cable assembly
320000102714 | FPM-0M/E-AT034M-VB/60 | Variant | Fiber Optic Patch Cord, OS2, LC/APC-SC/APC, 24F RBR 2.0 mm subunits, 60" variable breakout, 34 m, yellow |  |  | FPM | Fiber distribution cable assembly
320000103990 | FPM-0E/E-AN032M-25/39 | Variant | Fiber Optic Patch Cord, Multi-fiber, Singlemode, 4 fibers, SC/APC to SC/APC, yellow, 32 m |  |  | FPM | Fiber distribution cable assembly
320000101750 | FPM-07/7-AN042M-25/39 | Variant | Fiber Optic Patch Cord, OS2, SC/UPC-SC/UPC, 4-fiber RBR, 2.0 mm subunits, 42 m, yellow, 25"/39" breakouts |  |  | FPM | Fiber distribution cable assembly
320000100876 | FPM-0K/K-AC008M-39/39 | Variant | Fiber Optic Patch Cord, OS2, LC/UPC-LC/UPC, 2-fiber RBR, 2.0 mm subunits, 8 m, yellow, 39" breakouts |  |  | FPM | Fiber distribution cable assembly
320000100504 | FPM-07/7-AN026M-25/25 | Variant | Fiber Optic Patch Cord, OS2, SC/UPC-SC/UPC, 4-fiber RBR, 2.0 mm subunits, 26 m, yellow, 25" breakouts |  |  | FPM | Fiber distribution cable assembly
320000102478 | FPM-07/7-AC049M-25/25 | Variant | Fiber Optic Patch Cord, Multi-fiber, Singlemode, 2 fibers, SC/UPC to SC/UPC, yellow, 49 m |  |  | FPM | Fiber distribution cable assembly
320000102842 | FPM-07/K-AN133M-60/39 | Variant | Fiber Optic Patch Cord, OS2, SC/UPC-LC/UPC, 4-fiber RBR, 2.0 mm subunits, 133 m, yellow, 60"/39" breakouts |  |  | FPM | Fiber distribution cable assembly
320000101507 | FPM-07/7-AT058M-39/25 | Variant | Fiber Optic Patch Cord, OS2, SC/UPC-SC/UPC, 24F RBR, 2.0 mm subunits, 58 m, yellow, 39"/25" breakouts |  |  | FPM | Fiber distribution cable assembly
320000108201 | FPM-07/7-AC060M-25/39 | Variant | Fiber Optic Patch Cord, Multi-fiber, Singlemode, 2 fibers, SC/UPC to SC/UPC, yellow, 60 m |  |  | FPM | Fiber distribution cable assembly
320000109236 | FPM-07/7-AN070M-25/39 | Variant | Fiber Optic Patch Cord, Multi-fiber, Singlemode, 4 fibers, SC/UPC to SC/UPC, 70 m |  |  | FPM | Fiber distribution cable assembly
320000109037 | FPM-0K/K-AC093M-39/39 | Variant | Fiber Optic Patch Cord, Multi-fiber, Singlemode, 2 fibers, LC/UPC to LC/UPC, 93 m |  |  | FPM | Fiber distribution cable assembly
320000112954 | MIFC-P/PAJ022F-4DLG | Variant | Fiber Optic Intra Facility Cable, Multimode, LC/UPC to LC/UPC, 22 ft |  |  | IFC | Fiber distribution cable assembly |  | Discontinued
320000114781 | FPM-07/7-AC045M-25/25 | Variant | Fiber Optic Patch Cord, Multi-fiber, Singlemode, 2 fibers, SC/UPC to SC/UPC, 45 m |  |  | FPM | Fiber distribution cable assembly
320000114932 | FPM-07/7-AC092M-25/25 | Variant | Fiber Optic Patch Cord, Multi-fiber, Singlemode, 2 fibers, SC/UPC to SC/UPC, 92 m |  |  | FPM | Fiber distribution cable assembly
320000116723 | FPM-07/7-AC043M-25/60 | Variant | Fiber Optic Patch Cord, Multi-fiber, Singlemode, 2 fibers, SC/UPC to SC/UPC, 43 m |  |  | FPM | Fiber distribution cable assembly
320000116424 | FPM-0E/E-AN030M-39/60 | Variant | Fiber Optic Patch Cord, Multi-fiber, Singlemode, 4 fibers, SC/APC to SC/APC, yellow, 30 m |  |  | FPM | Fiber distribution cable assembly
320000117871 | FPM-07/7-AN034M-39/60 | Variant | Fiber Optic Patch Cord, Multi-fiber, Singlemode, 4 fibers, SC/UPC to SC/UPC, yellow, 34 m |  |  | FPM | Fiber distribution cable assembly
320000118273 | FPM-07/7-AF026M-25/25 | Variant | Fiber Optic Patch Cord, Multi-fiber, Singlemode, 12 fibers, SC/UPC to SC/UPC, yellow, 26 m |  |  | FPM | Fiber distribution cable assembly
320000118706 | FPM-0E/E-AR008M-39/60 | Variant | Fiber Optic Patch Cord, Multi-fiber, Singlemode, 6 fibers, SC/APC to SC/APC, yellow, 8 m |  |  | FPM | Fiber distribution cable assembly
320000116692 | FPM-07/K-AF020M-25/39 | Variant | Fiber Optic Patch Cord, Multi-fiber, Singlemode, 12 fibers, SC/UPC to LC/UPC, yellow, 20 m |  |  | FPM | Fiber distribution cable assembly
760244863 | MDB-H08YQQ00016KSG7K2L MPO8F-SC | Variant | Multi Distribution Break Out Cable Singlemode MPO/8 equipment unpinned to SC/APC, 8 fibers, LSZH, 16 meters |  |  |  | Fiber array cable assembly
760244867 | MDB-H08YQQ00024KSG7K2L MPO8F-SC | Variant | Multi Distribution Break Out Cable Singlemode MPO/8 equipment unpinned to SC/APC, 8 fibers, LSZH, 24 meters |  |  |  | Fiber array cable assembly
760244868 | MDB-H08YQQ00026KSG7K2L MPO8F-SC | Variant | Multi Distribution Break Out Cable Singlemode MPO/8 equipment unpinned to SC/APC, 8 fibers, LSZH, 26 meters |  |  |  | Fiber array cable assembly
1430074 | FPM-07/7-AN016M-VE/45 | Variant | Fiber Optic Patch Cord, Multi-fiber, Singlemode, 4 fibers, SC/UPC to SC/UPC, yellow, 16 m |  |  | FPM | Fiber distribution cable assembly
1431989 | FPM-07/7-AN024M-VE/45 | Variant | Fiber Optic Patch Cord, Multi-fiber, Singlemode, 4 fibers, SC/UPC to SC/UPC, yellow, 24 m |  |  | FPM | Fiber distribution cable assembly
1433611 | FPM-07/7-AN028M-39/25 | Variant | Fiber Optic Patch Cord, Multi-fiber, Singlemode, 4 fibers, SC/UPC to SC/UPC, yellow, 28 m |  |  | FPM | Fiber distribution cable assembly
1442667 | FPM-0M/E-AT014M-VB/60 | Variant | Fiber Optic Patch Cord, Multi-fiber, Singlemode, 24 fibers, LC/APC to SC/APC, yellow, 14 m |  |  | FPM | Fiber distribution cable assembly
1442670 | FPM-0M/E-AT020M-VB/60 | Variant | Fiber Optic Patch Cord, Multi-fiber, Singlemode, 24 fibers, LC/APC to SC/APC, yellow, 20 m |  |  | FPM | Fiber distribution cable assembly
1441958 | FPM-07/K-AN014M-60/39 | Variant | Fiber Optic Patch Cord, Multi-fiber, Singlemode, 4 fibers, SC/UPC to LC/UPC, yellow, 14 m |  |  | FPM | Fiber distribution cable assembly
1442672 | FPM-0M/E-AT022M-VB/60 | Variant | Fiber Optic Patch Cord, Multi-fiber, Singlemode, 24 fibers, LC/APC to SC/APC, yellow, 22 m |  |  | FPM | Fiber distribution cable assembly
1442673 | FPM-0M/E-AT024M-VB/60 | Variant | Fiber Optic Patch Cord, Multi-fiber, Singlemode, 24 fibers, LC/APC to SC/APC, yellow, 24 m |  |  | FPM | Fiber distribution cable assembly
1442129 | FPM-07/7-AF016M-39/25 | Variant | Fiber Optic Patch Cord, Multi-fiber, Singlemode, 12 fibers, SC/UPC to SC/UPC, yellow, 16 m |  |  | FPM | Fiber distribution cable assembly
1442625 | FPM-0M/E-AT018M-VB/60 | Variant | Fiber Optic Patch Cord, Multi-fiber, Singlemode, 24 fibers, LC/APC to SC/APC, yellow, 18 m |  |  | FPM | Fiber distribution cable assembly
1442675 | FPM-0M/E-AT026M-VB/60 | Variant | Fiber Optic Patch Cord, Multi-fiber, Singlemode, 24 fibers, LC/APC to SC/APC, yellow, 26 m |  |  | FPM | Fiber distribution cable assembly
1442666 | FPM-0M/E-AT013M-VB/60 | Variant | Fiber Optic Patch Cord, Multi-fiber, Singlemode, 24 fibers, LC/APC to SC/APC, yellow, 13 m |  |  | FPM | Fiber distribution cable assembly
1454876 | FPM-07/K-AN010M-25/39 | Variant | Fiber Optic Patch Cord, Multi-fiber, Singlemode, 4 fibers, SC/UPC to LC/UPC, yellow, 10 m |  |  | FPM | Fiber distribution cable assembly
1454878 | FPM-07/K-AN013M-25/39 | Variant | Fiber Optic Patch Cord, Multi-fiber, Singlemode, 4 fibers, SC/UPC to LC/UPC, yellow, 13 m |  |  | FPM | Fiber distribution cable assembly
1452152 | FPM-0M/E-AN028M-VB/60 | Variant | Fiber Optic Patch Cord, Multi-fiber, Singlemode, 4 fibers, LC/APC to SC/APC, yellow, 28 m |  |  | FPM | Fiber distribution cable assembly
1461665 | FPM-07/7-AT025M-39/25 | Variant | Fiber Optic Patch Cord, Multi-fiber, Singlemode, 24 fibers, SC/UPC to SC/UPC, yellow, 25 m |  |  | FPM | Fiber distribution cable assembly
1463287 | FPM-0M/E-AN016M-VB/60 | Variant | Fiber Optic Patch Cord, Multi-fiber, Singlemode, 4 fibers, LC/APC to SC/APC, yellow, 16 m |  |  | FPM | Fiber distribution cable assembly
1465228 | FPM-07/K-AN016M-60/39 | Variant | Fiber Optic Patch Cord, Multi-fiber, Singlemode, 4 fibers, SC/UPC to LC/UPC, yellow, 16 m |  |  | FPM | Fiber distribution cable assembly
1463989 | FPM-0M/E-AN013M-VB/60 | Variant | Fiber Optic Patch Cord, Multi-fiber, Singlemode, 4 fibers, LC/APC to SC/APC, yellow, 13 m |  |  | FPM | Fiber distribution cable assembly
1464156 | FPM-07/K-AC035M-25/39 | Variant | Fiber Optic Patch Cord, Multi-fiber, Singlemode, 2 fibers, SC/UPC to LC/UPC, yellow, 35 m |  |  | FPM | Fiber distribution cable assembly
1465375 | FPM-07/K-AN046M-25/39 | Variant | Fiber Optic Patch Cord, Multi-fiber, Singlemode, 4 fibers, SC/UPC to LC/UPC, yellow, 46 m |  |  | FPM | Fiber distribution cable assembly
1463756 | FPM-07/7-AT015M-39/25 | Variant | Fiber Optic Patch Cord, Multi-fiber, Singlemode, 24 fibers, SC/UPC to SC/UPC, yellow, 15 m |  |  | FPM | Fiber distribution cable assembly
1464256 | FPM-07/K-AN030M-60/39 | Variant | Fiber Optic Patch Cord, Multi-fiber, Singlemode, 4 fibers, SC/UPC to LC/UPC, yellow, 30 m |  |  | FPM | Fiber distribution cable assembly
1465517 | FPM-07/K-AC020M-25/39 | Variant | Fiber Optic Patch Cord, Multi-fiber, Singlemode, 2 fibers, SC/UPC to LC/UPC, yellow, 20 m |  |  | FPM | Fiber distribution cable assembly
1464788 | FPM-07/K-AN014M-25/39 | Variant | Fiber Optic Patch Cord, Multi-fiber, Singlemode, 4 fibers, SC/UPC to LC/UPC, yellow, 14 m |  |  | FPM | Fiber distribution cable assembly
1466146 | FPM-07/K-AN040M-25/39 | Variant | Fiber Optic Patch Cord, Multi-fiber, Singlemode, 4 fibers, SC/UPC to LC/UPC, yellow, 40 m |  |  | FPM | Fiber distribution cable assembly
1467557 | FPM-07/K-AN032M-25/39 | Variant | Fiber Optic Patch Cord, Multi-fiber, Singlemode, 4 fibers, SC/UPC to LC/UPC, yellow, 32 m |  |  | FPM | Fiber distribution cable assembly
1466975 | FPM-07/7-AT031M-25/25 | Variant | Fiber Optic Patch Cord, Multi-fiber, Singlemode, 24 fibers, SC/UPC to SC/UPC, 31 m |  |  | FPM | Fiber distribution cable assembly
1469006 | FPM-0M/E-AN022M-VB/25 | Variant | Fiber Optic Patch Cord, Multi-fiber, Singlemode, 4 fibers, LC/APC to SC/APC, yellow, 22 m |  |  | FPM | Fiber distribution cable assembly
1469978 | FPM-07/7-AT035M-25/25 | Variant | Fiber Optic Patch Cord, Multi-fiber, Singlemode, 24 fibers, SC/UPC to SC/UPC, yellow, 35 m |  |  | FPM | Fiber distribution cable assembly
1466608 | FPM-07/K-AC028M-25/39 | Variant | Fiber Optic Patch Cord, Multi-fiber, Singlemode, 2 fibers, SC/UPC to LC/UPC, yellow, 28 m |  |  | FPM | Fiber distribution cable assembly
1467665 | FPM-07/K-AN030M-25/39 | Variant | Fiber Optic Patch Cord, Multi-fiber, Singlemode, 4 fibers, SC/UPC to LC/UPC, yellow, 30 m |  |  | FPM | Fiber distribution cable assembly
1469342 | FPM-07/K-AC013M-25/39 | Variant | Fiber Optic Patch Cord, Multi-fiber, Singlemode, 2 fibers, SC/UPC to LC/UPC, yellow, 13 m |  |  | FPM | Fiber distribution cable assembly
1470257 | FPM-07/K-AC043M-25/39 | Variant | Fiber Optic Patch Cord, Multi-fiber, Singlemode, 2 fibers, SC/UPC to LC/UPC, 43 m |  |  | FPM | Fiber distribution cable assembly
1470263 | FPM-07/K-AC042M-25/39 | Variant | Fiber Optic Patch Cord, Multi-fiber, Singlemode, 2 fibers, SC/UPC to LC/UPC, 42 m |  |  | FPM | Fiber distribution cable assembly
1470584 | FPM-07/K-AN021M-60/39 | Variant | Fiber Optic Patch Cord, Multi-fiber, Singlemode, 4 fibers, SC/UPC to LC/UPC, yellow, 21 m |  |  | FPM | Fiber distribution cable assembly
1467486 | FPM-07/7-AC014M-25/39 | Variant | Fiber Optic Patch Cord, Multi-fiber, Singlemode, 2 fibers, SC/UPC to SC/UPC, yellow, 14 m |  |  | FPM | Fiber distribution cable assembly
1468908 | FPM-07/K-AC010M-25/39 | Variant | Fiber Optic Patch Cord, Multi-fiber, Singlemode, 2 fibers, SC/UPC to LC/UPC, yellow, 10 m |  |  | FPM | Fiber distribution cable assembly
1469713 | FPM-07/K-AC026M-25/39 | Variant | Fiber Optic Patch Cord, Multi-fiber, Singlemode, 2 fibers, SC/UPC to LC/UPC, yellow, 26 m |  |  | FPM | Fiber distribution cable assembly
1471813 | FPM-07/K-AN015M-25/39 | Variant | Fiber Optic Patch Cord, Multi-fiber, Singlemode, 4 fibers, SC/UPC to LC/UPC, yellow, 15 m |  |  | FPM | Fiber distribution cable assembly
1470105 | FPM-07/K-AC033M-25/39 | Variant | Fiber Optic Patch Cord, Multi-fiber, Singlemode, 2 fibers, SC/UPC to LC/UPC, yellow, 33 m |  |  | FPM | Fiber distribution cable assembly
1470394 | FPM-07/K-AN018M-25/39 | Variant | Fiber Optic Patch Cord, Multi-fiber, Singlemode, 4 fibers, SC/UPC to LC/UPC, yellow, 18 m |  |  | FPM | Fiber distribution cable assembly
1471821 | FPM-07/K-AN025M-25/39 | Variant | Fiber Optic Patch Cord, Multi-fiber, Singlemode, 4 fibers, SC/UPC to LC/UPC, yellow, 25 m |  |  | FPM | Fiber distribution cable assembly
1474236 | FPM-07/7-AT019M-25/25 | Variant | Fiber Optic Patch Cord, Multi-fiber, Singlemode, 24 fibers, SC/UPC to SC/UPC, yellow, 19 m |  |  | FPM | Fiber distribution cable assembly
1473125 | FPM-07/K-AN019M-25/39 | Variant | Fiber Optic Patch Cord, Multi-fiber, Singlemode, 4 fibers, SC/UPC to LC/UPC, yellow, 19 m |  |  | FPM | Fiber distribution cable assembly
1472353 | FPM-07/K-AN011M-25/39 | Variant | Fiber Optic Patch Cord, Multi-fiber, Singlemode, 4 fibers, SC/UPC to LC/UPC, yellow, 11 m |  |  | FPM | Fiber distribution cable assembly
1474508 | FPM-07/7-AT013M-25/25 | Variant | Fiber Optic Patch Cord, Multi-fiber, Singlemode, 24 fibers, SC/UPC to SC/UPC, yellow, 13 m |  |  | FPM | Fiber distribution cable assembly
FSWLCLCWD |  | Base Product | TeraSPEED® LC/UPC to LC/UPC, Distribution Cable, 12-Fiber, Plenum | CommScope® | SYSTIMAX InstaPATCH® 360 |  | Fiber distribution cable assembly
FSWLCLCWF |  | Base Product | TeraSPEED® LC/UPC to LC/UPC, Distribution Cable, 24-Fiber, Plenum | CommScope® | SYSTIMAX InstaPATCH® 360 |  | Fiber distribution cable assembly
FSXLCLCWF |  | Base Product | LazrSPEED® 550 LC/UPC to LC/UPC, Distribution Cable, 24-Fiber, Plenum | CommScope® | SYSTIMAX InstaPATCH® 360 |  | Fiber distribution cable assembly
FSWLCLCWM |  | Base Product | TeraSPEED® LC/UPC to LC/UPC, Distribution Cable, 144-Fiber, Plenum | CommScope® | SYSTIMAX InstaPATCH® 360 |  | Fiber distribution cable assembly
FSZL2L2WH |  | Base Product | LazrSPEED® 300 LC/UPC Keyed Yellow to LC/UPC Keyed Yellow, Distribution Cable, 48-Fiber, Plenum | CommScope® | SYSTIMAX InstaPATCH® 360 |  | Fiber distribution cable assembly
MA-S8 |  | Variant of MA | Fiber Optic Patch Cord, Multi-fiber, Singlemode, LC/APC to MPO Female, Yellow |  |  | MA | Fiber distribution cable assembly
MA-SE |  | Variant of MA | Fiber Optic Patch Cord, Multi-fiber, Singlemode, SC/UPC to LC/UPC, Yellow |  |  | MA | Fiber distribution cable assembly
MA-SF |  | Variant of MA | Fiber Optic Patch Cord, Multi-fiber, Singlemode, SC/APC to LC/APC, Yellow |  |  | MA | Fiber distribution cable assembly
MA-SJ |  | Variant of MA | Fiber Optic Patch Cord, Multi-fiber, Singlemode, LC/UPC to Unconnectorized, Yellow |  |  | MA | Fiber distribution cable assembly
MA-SM |  | Variant of MA | Fiber Optic Patch Cord, Multi-fiber, Singlemode, LC/UPC to LC/APC, Yellow |  |  | MA | Fiber distribution cable assembly
MA-SP |  | Variant of MA | Fiber Optic Patch Cord, Multi-fiber, Singlemode, SC/APC to LC/UPC, Yellow |  |  | MA | Fiber distribution cable assembly
MA-WE |  | Variant of MA | Fiber Optic Patch Cord, Multi-fiber, Singlemode, SC/UPC to LC/UPC, Yellow |  |  | MA | Fiber distribution cable assembly
MA-WN |  | Variant of MA | Fiber Optic Patch Cord, Multi-fiber, Singlemode, SC/UPC to LC/APC, Yellow |  |  | MA | Fiber distribution cable assembly
MA-SB |  | Variant of MA | Fiber Optic Patch Cord, Multi-fiber, Singlemode, SC/UPC to MPO Female, Yellow |  |  | MA | Fiber distribution cable assembly