## Products
Part Number | Part Name | Part Indicator | Description | Portfolio | Product Brand | Product Series | Product Type | Government Requirements | Status
760159988 | 3297B WH 4/23 R1640 | Variant | 3297B Category 7 S/FTP Cable, low smoke zero halogen, white jacket, 4 pair count, 1640 ft (500 m) length, reel | SYSTIMAX® |  |  | Twisted pair cable
760184598 | 3297B YL 4/23 R1640 | Variant | 3297B Category 7 S/FTP Cable, low smoke zero halogen, yellow jacket, 4 pair count, 1640 ft (500 m) length, reel | SYSTIMAX® |  |  | Twisted pair cable
760241534 | FD-8-1U-B | Variant of FD-PANELS | 1RU patch panel which interfaces with MPO-8 ports including QSFP to easily break them out into LC connections. The MPO and shuttered LC ports are both front facing for easy mapping and patching. 10 singlemode MPO-8 and 40 duplex LC ports, Enhanced Method | CommScope® |  | FD | Fiber patch panel
FRZMPMPGD |  | Base Product | OM3 MPO (Unpinned) to MPO (Unpinned), InstaPATCH® 360 Array Cord, 12-Fiber, Low Smoke Zero Halogen | CommScope® | SYSTIMAX InstaPATCH® 360 |  | Fiber array cable assembly
UJGRXRXBP |  | Base Product | Ultra Low Loss (ULL) Singlemode MPO16 (Pinned) to MPO16 (Pinned), Fiber Trunk Cable Assembly, 288-Fiber, Low Smoke Zero Halogen/Riser | CommScope® | SYSTIMAX ULL |  | Fiber trunk cable assembly
U3GQPQPTS |  | Base Product | Ultra Low Loss (ULL) Singlemode MPO8 (Non-Pinned) to MPO8 (Non-Pinned), Fiber Trunk Cable Assembly, 32-Fiber, LZSH B2ca | CommScope® | Propel ¦ SYSTIMAX ULL |  | Fiber trunk cable assembly
FGZMPMPAH |  | Base Product | OM3 MPO (Unpinned) to MPO (Unpinned), InstaPATCH® 360 Pre-terminated Trunk Cable, 48-Fiber, Plenum | CommScope® | SYSTIMAX InstaPATCH® 360 |  | Fiber trunk cable assembly
FGZMPMPAL |  | Base Product | OM3 MPO (Unpinned) to MPO (Unpinned), InstaPATCH® 360 Pre-terminated Trunk Cable, 96-Fiber, Plenum | CommScope® | SYSTIMAX InstaPATCH® 360 |  | Fiber trunk cable assembly
FJZMPMPAD |  | Base Product | OM3 MPO (Unpinned) to MPO (Unpinned), InstaPATCH® 360 Pre-terminated Trunk Cable, 12-Fiber, Low Smoke Zero Halogen | CommScope® | SYSTIMAX InstaPATCH® 360 |  | Fiber trunk cable assembly
FJZMPMPAF |  | Base Product | OM3 MPO (Unpinned) to MPO (Unpinned), InstaPATCH® 360 Pre-terminated Trunk Cable, 24-Fiber, Low Smoke Zero Halogen | CommScope® | SYSTIMAX InstaPATCH® 360 |  | Fiber trunk cable assembly
760169227 | 3297B BLU 4/23 R1640 | Variant | 3297B Category 7 S/FTP Cable, low smoke zero halogen, blue jacket, 4 pair count, 1640 ft (500 m) length, reel | SYSTIMAX® |  |  | Twisted pair cable
760261314 | 3091SD SLA C6A 4/23 U/UTP R1000 | Variant of 3091SD | GigaSPEED X10D® 3091SD Category 6A U/UTP Cable, slate jacket, 4 pair count, 1000 ft (305 m) length, reel | SYSTIMAX® | GigaSPEED X10D® |  | Twisted pair cable
760256448 |  | Variant | 3297B-B Category 7 S/FTP Cable, low smoke zero halogen, blue jacket, 4 pair count, 1640 ft (500 m) length, reel | SYSTIMAX® |  |  | Twisted pair cable
ULGMXLUCP |  | Base Product | Ultra Low Loss ULL , TeraSPEED® MPO(Pinned) to LC/UPC Uniboot Ruggedized fanout Cable, 288-Fiber, Plenum, 12 fiber PmP 2.0 mm Dca | CommScope® | SYSTIMAX ULL |  | Ruggedized fanout
UNGMPLUCP |  | Base Product | Ultra Low Loss ULL TeraSPEED® MPO(Unpinned) to LC/UPC Uniboot Ruggedized fanout Cable, 288-Fiber, LSZH, 12 fiber PmP 2.0 mm Dca | CommScope® | SYSTIMAX ULL |  | Ruggedized fanout
U4GMPLUCP |  | Base Product | Ultra Low Loss ULL TeraSPEED® MPO(Unpinned) to LC/UPC Uniboot Ruggedized fanout Cable, 288-Fiber, LSZH, 12 fiber PmP 2.0 mm /B2ca | CommScope® | SYSTIMAX ULL |  | Ruggedized fanout
U4GMXLUCP |  | Base Product | Ultra Low Loss ULL TeraSPEED® MPO(Pinned) to LC/UPC Uniboot Ruggedized fanout Cable, 288-Fiber, LSZH, 12 fiber PmP 2.0 mm /B2ca | CommScope® | SYSTIMAX ULL |  | Ruggedized fanout
UJGMXUCRF |  | Base Product | Ultra Low Loss (ULL) Singlemode MPO12 (Pinned) to Unconnectorized Pre-terminated Trunk Cable, 24-Fiber, Rollable Ribbon, Low Smoke Zero Halogen (LSZH), 12 fiber | CommScope® | SYSTIMAX ULL |  | Fiber trunk cable assembly
UJGMXUCRH |  | Base Product | Ultra Low Loss (ULL) Singlemode MPO12 (Pinned) to Unconnectorized Pre-terminated Trunk Cable, 48-Fiber, Rollable Ribbon, Low Smoke Zero Halogen (LSZH) 12 fiber | CommScope® | SYSTIMAX ULL |  | Fiber trunk cable assembly
MGS600S |  | Base Product | GigaSPEED X10D® M-Series Modular Jack, RJ45, Cat6A Shielded | SYSTIMAX® | GigaSPEED X10D® | MGS600 | Modular jack
ALGLCLCCH |  | Base Product | Ultra Low Loss ULL TeraSPEED® LC/UPC to LC/UPC Ruggedized fanout Cable, 48-Fiber, Plenum, 12 fiber PmP 2.0 mm Dca, Method A | CommScope® | SYSTIMAX ULL |  | Ruggedized fanout
ALGLCLCCK |  | Base Product | Ultra Low Loss ULL TeraSPEED® LC/UPC to LC/UPC Ruggedized fanout Cable, 72-Fiber, Plenum, 12 fiber PmP 2.0 mm Dca, Method A | CommScope® | SYSTIMAX ULL |  | Ruggedized fanout
UJGQXQXRY |  | Base Product | Ultra Low Loss Singlemode MPO8 Pinned to MPO8 Pinned 1728-Fiber Pre-terminated Trunk Cable, Low Smoke Zero Halogen/Riser | CommScope® | SYSTIMAX ULL |  | Fiber trunk cable assembly
UGXQZQZVP |  | Base Product | Ultra Low Loss (ULL) OM4 MPO8 APC (Pinned) to MPO8 APC (Pinned), Fiber Trunk Cable Assembly, 288-Fiber, OFNR | CommScope® | Propel ¦ SYSTIMAX ULL |  | Fiber trunk cable assembly
UJXQZQZBP |  | Base Product | Ultra Low Loss (ULL) OM4 MPO8 APC (Pinned) to MPO8 APC (Pinned), Fiber Trunk Cable Assembly, 288-Fiber, OFNR | CommScope® | Propel ¦ SYSTIMAX ULL |  | Fiber trunk cable assembly
UNGLCLCT4 |  | Base Product | Ultra Low Loss ULL TeraSPEED® LC/UPC to LC/UPC Ruggedized fanout Cable, 4-Fiber, LSZH, 8 fiber PmP 2.0 mm Dca | CommScope® | SYSTIMAX ULL |  | Ruggedized fanout
URGQPSCJ8 |  | Base Product | Ultra Low Loss Singlemode MPO8 Unpinned to SC/UPC 8-Fiber Low Smoke Zero Halogen Array Cord | CommScope® | SYSTIMAX ULL |  | Fiber array cable assembly
UHXMPMPCD |  | Base Product | Ultra Low Loss (ULL), OM4 MPO (Unpinned) to MPO (Unpinned), InstaPATCH® 360 Armored Pre-terminated Trunk Cable, 12-Fiber, Plenum | CommScope® | SYSTIMAX InstaPATCH® 360 |  | Fiber trunk cable assembly
UHXMPMPCM |  | Base Product | Ultra Low Loss (ULL), OM4 MPO (Unpinned) to MPO (Unpinned), InstaPATCH® 360 Armored Pre-terminated Trunk Cable, 144-Fiber, Plenum | CommScope® | SYSTIMAX InstaPATCH® 360 |  | Fiber trunk cable assembly
UHGMPMPCF |  | Base Product | Ultra Low Loss, Singlemode MPO12 APC (unpinned) to MPO12 APC (unpinned) Fiber Trunk Cable Assembly, 24-Fiber, Armored Indoor Plenum | CommScope® | SYSTIMAX ULL |  | Fiber trunk cable assembly
UHGMPMPCH |  | Base Product | Ultra Low Loss, Singlemode MPO12 APC (unpinned) to MPO12 APC (unpinned) Fiber Trunk Cable Assembly, 48-Fiber, Armored Indoor Plenum | CommScope® | SYSTIMAX ULL |  | Fiber trunk cable assembly
UHGMPMPCK |  | Base Product | Ultra Low Loss, Singlemode MPO12 APC (unpinned) to MPO12 APC (unpinned) Fiber Trunk Cable Assembly, 72-Fiber, Armored Indoor Plenum | CommScope® | SYSTIMAX ULL |  | Fiber trunk cable assembly
UHGMPMPCL |  | Base Product | Ultra Low Loss, Singlemode MPO12 APC (unpinned) to MPO12 APC (unpinned) Fiber Trunk Cable Assembly, 96-Fiber, Armored Indoor Plenum | CommScope® | SYSTIMAX ULL |  | Fiber trunk cable assembly
UHGMPMXCM |  | Base Product | Ultra Low Loss (ULL) Singlemode MPO12 (Unpinned) to MPO12 (Pinned), Armored Pre-terminated Trunk Cable, 144-Fiber, Plenum | CommScope® | SYSTIMAX InstaPATCH® 360 |  | Fiber trunk cable assembly
UHVMPMPCL |  | Base Product | Ultra Low Loss (ULL) LazrSPEED® 550 OM5 MPO12(Unpinned) to MPO12(Unpinned), Armored Pre-terminated Trunk Cable, 96-Fiber, Plenum | CommScope® | SYSTIMAX ULL |  | Fiber trunk cable assembly
UHVMPMPCM |  | Base Product | Ultra Low Loss (ULL) LazrSPEED® 550 OM5 MPO12(Unpinned) to MPO12(Unpinned), Armored Pre-terminated Trunk Cable, 144-Fiber, Plenum | CommScope® | SYSTIMAX ULL |  | Fiber trunk cable assembly
UKGMPMPCD |  | Base Product | Ultra Low Loss, Singlemode MPO12 APC (unpinned) to MPO12 APC (unpinned) Fiber Trunk Cable Assembly, 12-Fiber, Armored Indoor Dual Rated (OFNR/LSZH) | CommScope® | SYSTIMAX ULL |  | Fiber trunk cable assembly
UKGMPMPCF |  | Base Product | Ultra Low Loss, Singlemode MPO12 APC (unpinned) to MPO12 APC (unpinned) Fiber Trunk Cable Assembly, 24-Fiber, Armored Indoor Dual Rated (OFNR/LSZH) | CommScope® | SYSTIMAX ULL |  | Fiber trunk cable assembly
UKGMPMPCK |  | Base Product | Ultra Low Loss, Singlemode MPO12 APC (unpinned) to MPO12 APC (unpinned) Fiber Trunk Cable Assembly, 72-Fiber, Armored Indoor Dual Rated (OFNR/LSZH) | CommScope® | SYSTIMAX ULL |  | Fiber trunk cable assembly
UKGMPMPCL |  | Base Product | Ultra Low Loss, Singlemode MPO12 APC (unpinned) to MPO12 APC (unpinned) Fiber Trunk Cable Assembly, 96-Fiber, Armored Indoor Dual Rated (OFNR/LSZH) | CommScope® | SYSTIMAX ULL |  | Fiber trunk cable assembly
UKGMPMXCF |  | Base Product | Ultra Low Loss (ULL) Singlemode MPO12 (Unpinned) to MPO12 (Pinned), Armored Pre-terminated Trunk Cable, 24-Fiber, Low Smoke Zero Halogen (LSZH) | CommScope® | SYSTIMAX ULL |  | Fiber trunk cable assembly
UKGMPMXCH |  | Base Product | Ultra Low Loss (ULL) Singlemode MPO12 (Unpinned) to MPO12 (Pinned), Armored Pre-terminated Trunk Cable, 48-Fiber, Low Smoke Zero Halogen (LSZH) | CommScope® | SYSTIMAX ULL |  | Fiber trunk cable assembly
UKGMPMXCL |  | Base Product | Ultra Low Loss (ULL) Singlemode MPO12 (Unpinned) to MPO12 (Pinned), Armored Pre-terminated Trunk Cable, 96-Fiber, Low Smoke Zero Halogen (LSZH) | CommScope® | SYSTIMAX ULL |  | Fiber trunk cable assembly
UKGMPMXCM |  | Base Product | Ultra Low Loss (ULL) Singlemode MPO12 (Unpinned) to MPO12 (Pinned), Armored Pre-terminated Trunk Cable, 144-Fiber, Low Smoke Zero Halogen (LSZH) | CommScope® | SYSTIMAX ULL |  | Fiber trunk cable assembly
UKXMPMPCG |  | Base Product | Ultra Low Loss (ULL) OM4 MPO12 UPC (unpinned) to MPO12 UPC (unpinned) Fiber Trunk Cable Assembly, 36-Fiber, Armored Indoor Low Smoke Zero Halogen (LSZH) | CommScope® | SYSTIMAX ULL |  | Fiber trunk cable assembly
UKXMPMPCH |  | Base Product | Ultra Low Loss (ULL) OM4 MPO12 UPC (unpinned) to MPO12 UPC (unpinned) Fiber Trunk Cable Assembly, 48-Fiber, Armored Indoor Low Smoke Zero Halogen (LSZH) | CommScope® | SYSTIMAX ULL |  | Fiber trunk cable assembly
UKXMPMPCK |  | Base Product | Ultra Low Loss (ULL) OM4 MPO12 UPC (unpinned) to MPO12 UPC (unpinned) Fiber Trunk Cable Assembly, 72-Fiber, Armored Indoor Low Smoke Zero Halogen (LSZH) | CommScope® | SYSTIMAX ULL |  | Fiber trunk cable assembly
UKXMPMPCM |  | Base Product | Ultra Low Loss (ULL) OM4 MPO12 UPC (unpinned) to MPO12 UPC (unpinned) Fiber Trunk Cable Assembly, 144-Fiber, Armored Indoor Low Smoke Zero Halogen (LSZH) | CommScope® | SYSTIMAX ULL |  | Fiber trunk cable assembly
UKXMPMXCF |  | Base Product | Ultra Low Loss (ULL) Multimode OM4 MPO12 (Unpinned) to MPO12 (Pinned), Armored Pre-terminated Trunk Cable, 24-Fiber, Low Smoke Zero Halogen (LSZH) | CommScope® | SYSTIMAX ULL |  | Fiber trunk cable assembly
UKXMPMXCH |  | Base Product | Ultra Low Loss (ULL) Multimode OM4 MPO12 (Unpinned) to MPO12 (Pinned), Armored Pre-terminated Trunk Cable, 48-Fiber, Low Smoke Zero Halogen (LSZH) | CommScope® | SYSTIMAX ULL |  | Fiber trunk cable assembly
UKXMPMXCL |  | Base Product | Ultra Low Loss (ULL) Multimode OM4 MPO12 (Unpinned) to MPO12 (Pinned), Armored Pre-terminated Trunk Cable, 96-Fiber, Low Smoke Zero Halogen (LSZH) | CommScope® | SYSTIMAX ULL |  | Fiber trunk cable assembly
UKXMPMXCM |  | Base Product | Ultra Low Loss (ULL) Multimode OM4 MPO12 (Unpinned) to MPO12 (Pinned), Armored Pre-terminated Trunk Cable, 144-Fiber, Low Smoke Zero Halogen (LSZH) | CommScope® | SYSTIMAX ULL |  | Fiber trunk cable assembly
UHXMPMPCG |  | Base Product | Ultra Low Loss (ULL), OM4 MPO (Unpinned) to MPO (Unpinned), InstaPATCH® 360 Armored Pre-terminated Trunk Cable, 36-Fiber, Plenum | CommScope® | SYSTIMAX InstaPATCH® 360 |  | Fiber trunk cable assembly
UHXMPMXCF |  | Base Product | Ultra Low Loss (ULL), OM4 MPO (Unpinned) to MPO (Pinned), InstaPATCH® 360 Armored Pre-terminated Trunk Cable, 24-Fiber, Plenum | CommScope® | SYSTIMAX InstaPATCH® 360 |  | Fiber trunk cable assembly
UHXMPMXCK |  | Base Product | Ultra Low Loss (ULL), OM4 MPO (Unpinned) to MPO (Pinned), InstaPATCH® 360 Armored Pre-terminated Trunk Cable, 72-Fiber, Plenum | CommScope® | SYSTIMAX InstaPATCH® 360 |  | Fiber trunk cable assembly
UHXMPMXCM |  | Base Product | Ultra Low Loss (ULL), OM4 MPO (Unpinned) to MPO (Pinned), InstaPATCH® 360 Armored Pre-terminated Trunk Cable, 144-Fiber, Plenum | CommScope® | SYSTIMAX InstaPATCH® 360 |  | Fiber trunk cable assembly
UJGMPMPRY |  | Base Product | Ultra Low Loss Singlemode MPO12 (Unpinned) to MPO12 (Unpinned) Pre-terminated Trunk Cable, 1728-Fiber, 12-Fiber Rollable Ribbon Central Tube, Low Smoke Zero Halogen/Riser | CommScope® | SYSTIMAX ULL |  | Fiber trunk cable assembly
U4GLULUT8 |  | Base Product | Singlemode LC/UPC Uniboot to LC/UPC Uniboot Ruggedized fanout Cable, 8-Fiber, Dual Rated LSZH/Riser, 8 fiber PmP 2.0 mm /B2ca | CommScope® | Propel ¦ SYSTIMAX ULL |  | Ruggedized fanout
UGGQPQPTM |  | Base Product | Ultra Low Loss (ULL) Singlemode MPO8 (Un-pinned) to MPO8 (Non-Pinned), Fiber Trunk Cable Assembly, 144-Fiber, Plenum | CommScope® | Propel ¦ SYSTIMAX ULL |  | Fiber trunk cable assembly
2073A |  | Base Product | GigaREACH™ XL 2073A Category 6 Cable | SYSTIMAX® | GigaSPEED XL® |  | Twisted pair cable
U4XQPLCT8 |  | Base Product | Ultra Low Loss OM4 MPO12 QSFP Unpinned to LC/UPC 8-Fiber InstaPATCH® 360 Ruggedized Fanout Cable, Low Smoke Zero Halogen | CommScope® | SYSTIMAX InstaPATCH® 360 |  | Ruggedized fanout
U4XQXLCT8 |  | Base Product | Ultra Low Loss OM4 MPO12 QSFP Pinned to LC/UPC 8-Fiber InstaPATCH® 360 Ruggedized Fanout Cable, Low Smoke Zero Halogen B2ca | CommScope® | SYSTIMAX InstaPATCH® 360 |  | Ruggedized fanout
FFWLASC42 |  | Base Product | Singlemode LC/APC to SC/UPC, Fiber Patch Cord, 1.6 mm Duplex, Dual Rated Low Smoke Zero Halogen (LSZH)/Riser | CommScope® | SYSTIMAX InstaPATCH® 360 | FFW | Fiber patch cord ¦ duplex
FGWMXMXAD |  | Base Product | Singlemode MPO (pinned) to MPO (pinned), InstaPATCH® 360 Pre-terminated Trunk Cable, 12-Fiber, Plenum | CommScope® | SYSTIMAX InstaPATCH® 360 |  | Fiber trunk cable assembly
ALGLAUCCF |  | Base Product | Ultra Low Loss ULL TeraSPEED® LC/APC to Unconnectorized Ruggedized fanout Cable, 24-Fiber, Plenum, 12 fiber PmP 2.0 mm, Method A | CommScope® | SYSTIMAX ULL |  | Ruggedized fanout
UPGLCLCCL |  | Base Product | Ultra Low Loss (ULL) Singlemode LC/UPC to LC/UPC Armored Pre-terminated Trunk Cable, 96-Fiber, Dual Rated LSZH/Riser | CommScope® | SYSTIMAX ULL |  | Ruggedized fanout
UJVMXMXCN |  | Base Product | Ultra Low Loss (ULL) OM5 MPO(Pinned) to MPO(Pinned) Pre-terminated Trunk Cable, MPO12, 192-Fiber, Dual Rated LSZH/Riser, 12 fiber PmP 2.0 mm | CommScope® | SYSTIMAX ULL |  | Fiber trunk cable assembly
ULGLULUT8 |  | Base Product | Singlemode LC/UPC Uniboot to LC/UPC Uniboot Ruggedized Fanout Cable, 8-Fiber, Plenum, 8 fiber PmP 2.0 mm | CommScope® | Propel ¦ SYSTIMAX ULL |  | Ruggedized fanout
ANGQPLUT8 |  | Base Product | Singlemode MPO8 APC non-pinned to LC/UPC Uniboot Ruggedized fanout Cable, 8-Fiber, Dual Rated (OFNR/LSZH), 8 fiber PmP 2.0 mm, Method A | CommScope® | Propel ¦ SYSTIMAX ULL |  | Ruggedized fanout
ALGQPLUT8 |  | Base Product | Singlemode MPO8 APC non-pinned to LC/UPC Uniboot Ruggedized fanout Cable, 8-Fiber, Plenum, 8 fiber PmP 2.0 mm, Method A | CommScope® | Propel ¦ SYSTIMAX ULL |  | Ruggedized fanout
ARGMPLCGD |  | Base Product | Ultra Low Loss (ULL) Singlemode MPO12 (Unpinned) to LC/UPC, Fiber Extension Cable Assembly, 12-Fiber, Low Smoke Zero Halogen, Method-A Polarity: Method A | CommScope® | SYSTIMAX ULL |  | Fiber array cable assembly
UQGQPBPF8 |  | Base Product | Ultra Low Loss (ULL) Singlemode, 1X2, MPO8 (Non-Pinned) to MPO4 (Non-Pinned), 4-Fiber, Conversion Array, Plenum | CommScope® | Propel ¦ SYSTIMAX ULL |  | Fiber conversion array cable assembly
UGGMWMWAD |  | Base Product | Ultra Low Loss (ULL) Singlemode MPO12 Female with Push-Pull Boot to MPO12 Female with Push-Pull Boot, Fiber Trunk Cable Assembly, 12-Fiber, Plenum | CommScope® | SYSTIMAX ULL |  | Fiber trunk cable assembly
UJGQPQPT8 |  | Base Product | Ultra Low Loss (ULL) Singlemode MPO8 (Unpinned) to MPO8 (Unpinned), Fiber Trunk Cable Assembly, 8-Fiber, Dual Rated (OFNR/LSZH) | CommScope® | Propel ¦ SYSTIMAX ULL |  | Fiber trunk cable assembly
URVQVBVF8 |  | Base Product | Ultra Low Loss (ULL) OM5, 1X2, MPO8 Multimode APC (Non-Pinned) to MPO4 Multimode APC (Non-Pinned), 8-Fiber, Conversion Array, Dual Rated (OFNR/LSZH) | CommScope® | Propel ¦ SYSTIMAX ULL |  | Fiber conversion array cable assembly
URVQVQPF8 |  | Base Product | Ultra Low Loss (ULL) OM5 MPO APC (Non-Pinned) to MPO (Non-Pinned), Fiber Trunk Cable Assembly, 8-Fiber, Dual Rated (OFNR/LSZH) | CommScope® | Propel ¦ SYSTIMAX ULL |  | Fiber array cable assembly
FAVLCUC0C |  | Base Product | LazrSPEED® 550 WideBand LC/UPC to Unconnectorized, Fiber Pigtail, 0.9 mm Tight Buffer, 12-Fiber Kit Blue - Aqua (1-12) | CommScope® | SYSTIMAX InstaPATCH® 360 |  | Fiber pigtail ¦ unjacketed
UQGMWMWGD |  | Base Product | Ultra Low Loss (ULL) Singlemode MPO12 Push-Pull(Unpinned) to MPO12 Push-Pull (Unpinned), Fiber Extension Cable Assembly, 12-Fiber, Plenum | CommScope® | SYSTIMAX ULL |  | Fiber array cable assembly
AQGMYMWGD |  | Base Product | Ultra Low Loss (ULL) Singlemode MPO12 Push-Pull (Pinned) to MPO12 Push-Pull (Unpinned), Fiber Extension Cable Assembly, 12-Fiber, Plenum. Method A | CommScope® | SYSTIMAX ULL |  | Fiber array cable assembly
UNGLCUCCL |  | Base Product | Ultra Low Loss ULL TeraSPEED® LC/UPC to Unconnectorized Ruggedized fanout Cable, 96-Fiber, Dual Rated LSZH/Riser, 12 fiber PmP 2.0mm | CommScope® | SYSTIMAX ULL |  | Ruggedized fanout
URXMVMVGD |  | Base Product | Ultra Low Loss (ULL) OM4 MPO12 APC (Unpinned) to MPO12 APC (Unpinned), Fiber Extension Cable Assembly, 12-Fiber, Low Smoke Zero Halogen | CommScope® | SYSTIMAX ULL |  | Fiber array cable assembly
AJFRXUCNP |  | Base Product | Ultra Low Loss Method A Singlemode MPO16 Pinned to Unconnectorized Pre-terminated Trunk Cable, 288-Fiber, Low Smoke Zero Halogen/Riser, 200µm 16F Rollable Ribbon cable construction | CommScope® | SYSTIMAX ULL |  | Fiber trunk cable assembly
ARGRPLA7R |  | Base Product | Ultra Low Loss Method A Singlemode MPO16 Non-Pinned to LC/APC, Fiber Cable Assembly, Low Smoke Zero Halogen/Riser | CommScope® | Propel ¦ SYSTIMAX ULL |  | Fiber array cable assembly
AJG2P2PBF |  | Base Product | Singlemode MPO24 (Non-pinned) to MPO24 (Non-pinned), Fiber Trunk Cable Assembly, 24-Fiber, Low Smoke Zero Halogen (LSZH), Method A | CommScope® | SYSTIMAX ULL |  | Fiber trunk cable assembly
UHVMPMPCD |  | Base Product | Ultra Low Loss (ULL) OM5 MPO12 UPC (Non-pinned) to MPO12 UPC (Non-pinned) Fiber Trunk Cable Assembly, 12-Fiber, Armored Indoor Plenum | CommScope® | Propel ¦ SYSTIMAX ULL |  | Fiber trunk cable assembly
UFGCSLU62 |  | Base Product | Ultra Low Loss (ULL) Singlemode, CS/UPC to LC/UPC Uniboot, 2.0 mm Duplex Fiber Patch Cord, Low Smoke Zero Halogen/Riser | CommScope® | SYSTIMAX ULL | UFG | Fiber patch cord ¦ duplex
UJGMPMPCP |  | Base Product | Ultra Low Loss ULL TeraSPEED® MPO(Unpinned) to MPO(Unpinned) Pre-terminated Trunk Cable, MPO12, 288-Fiber, LSZH, 12 fiber PmP 2.0 mm Dca | CommScope® | SYSTIMAX ULL |  | Fiber trunk cable assembly
FPXLCLCAD |  | Base Product | OM4 LC/UPC to LC/UPC 12-Fiber InstaPATCH® 360 Armored Ruggedized Fanout Cable, Low Smoke Zero Halogen | CommScope® | SYSTIMAX InstaPATCH® 360 |  | Ruggedized fanout
FPWLCLCAD |  | Base Product | SingleMode LC/UPC to LC/UPC, InstaPATCH® 360 Armored Ruggedized Fiber Fanout Cable Assembly, 12-Fiber, Low Smoke Zero Halogen (LSZH) | CommScope® | SYSTIMAX InstaPATCH® 360 |  | Ruggedized fanout
XPPCSRJ/J |  | Base Product | CommScope XPND™ Singlemode SC/APC to SC/APC, Fiber Patch Cord, 1.6 mm Simplex, Dual Rated LSZH/Riser | CommScope® | SYSTIMAX InstaPATCH® 360 | XPPC | Fiber patch cord ¦ simplex
XPPCSR7/7 |  | Base Product | CommScope XPND™ Singlemode SC/UPC to SC/UPC, Fiber Patch Cord, 1.6 mm Simplex, Dual Rated LSZH/Riser | CommScope® | SYSTIMAX InstaPATCH® 360 | XPPC | Fiber patch cord ¦ simplex
FPXLCLCDD |  | Base Product | OM4 LC/UPC to LC/UPC 12-Fiber InstaPATCH® 360 Indoor/Outdoor Armored Ruggedized Fanout Cable, LSZH/Riser | CommScope® | SYSTIMAX InstaPATCH® 360 |  | Ruggedized fanout
FNXLCLCDD |  | Base Product | OM4 LC/UPC to LC/UPC 12-Fiber InstaPATCH® 360 Indoor/Outdoor Ruggedized Fanout Cable, LSZH/Riser | CommScope® | SYSTIMAX InstaPATCH® 360 |  | Ruggedized fanout
UQGQWQWJ8 |  | Base Product | Ultra Low Loss (ULL) Singlemode MPO8 (Unpinned) Push-Pull to MPO8 (Unpinned) Push-Pull, Fiber Extension Cable Assembly, 8-Fiber, Plenum | CommScope® | SYSTIMAX ULL |  | Fiber array cable assembly
UQGRWRW7R |  | Base Product | Ultra Low Loss (ULL) Singlemode G.657.A2 MPO16 (Non-Pinned) Push-Pull to MPO16 (Non-Pinned) Push-Pull, Fiber Array Cable Assembly, 16-Fiber, Plenum | CommScope® | Propel ¦ SYSTIMAX ULL |  | Fiber array cable assembly
CPCFMV2 |  | Base Product | GigaSPEED X10D® VisiPatch® 360 to RJ45 4 Pair Solid Hybrid Patch Cord, Small Diameter, LS-CM Dual Rated | SYSTIMAX® | GigaSPEED X10D® ¦ VisiPatch 360® | CPC | Twisted pair patch cord
UNFRXQXNY |  | Base Product | Ultra Low Loss (ULL) Singlemode MPO16 (Pinned) to MPO8 (Pinned) 1728-Fiber Pre-terminated Ruggedized Fanout Array Cable, Low Smoke Zero Halogen/Riser | CommScope® | SYSTIMAX ULL |  | Ruggedized fanout
UNGRXQX3W |  | Base Product | Ultra Low Loss (ULL) Singlemode G.657.A2 MPO16 (Pinned) to MPO8 (Pinned), Fiber Ruggedized Fanout Cable Assembly, 576-Fiber, Dual Rated (OFNR/LSZH) | CommScope® | Propel ¦ SYSTIMAX ULL |  | Ruggedized fanout
CDKKB | IP6A-06PFTP-MGS600S-MGS600S | Base Product | InstaPATCH® Cu GigaSPEED X10D® F/UTP Plenum Preterminated Copper Cable, single row standard density outlet to single row standard density outlet, 6 links | CommScope® | GigaSPEED X10D® ¦ InstaPATCH® Cu |  | Copper trunk cable assembly
UJGQPQPTP |  | Base Product | Ultra Low Loss (ULL) Singlemode MPO8 (Non-Pinned) to MPO8 (Non-Pinned), Fiber Trunk Cable Assembly, 288-Fiber, Dual Rated (OFNR/LSZH) | CommScope® | Propel ¦ SYSTIMAX ULL |  | Fiber trunk cable assembly
ULGMXLUCN |  | Base Product | Ultra Low Loss ULL , TeraSPEED® MPO(Pinned) to LC/UPC Uniboot Ruggedized fanout Cable, 192-Fiber, Plenum, 12 fiber PmP 2.0 mm | CommScope® | SYSTIMAX ULL |  | Ruggedized fanout
URGRXQX7R |  | Base Product | Ultra Low Loss (ULL) Singlemode G.657.A2, 1X2, MPO16 (Pinned) to MPO8 (Pinned), 16-Fiber, Conversion Array, LSZH | CommScope® | Propel ¦ SYSTIMAX ULL |  | Fiber conversion array cable assembly
CTKGG | IP6A-24BFTP-MGS600S-PG1S | Base Product | InstaPATCH® Cu GigaSPEED X10D® F/FTP LSZH Class B2ca Preterminated Copper Cable, single row standard density outlet to single row standard density RJ45 plug, 24 links | CommScope® | GigaSPEED X10D® ¦ InstaPATCH® Cu |  | Copper trunk cable assembly
CTKKG | IP6A-24BFTP-MGS600S-MGS600S | Base Product | InstaPATCH® Cu GigaSPEED X10D® F/FTP LSZH Class B2ca Preterminated Copper Cable, single row standard density outlet to single row standard density outlet, 24 links | CommScope® | GigaSPEED X10D® ¦ InstaPATCH® Cu |  | Copper trunk cable assembly
1-2105081-0 |  | Variant of 2105081 | Fiber Optic Patch Cord, Simplex, 0.9mm, LSZH, Singlemode, LC/UPC to LC/UPC, Yellow, 10 m | CommScope® |  | 210 | Fiber patch cord ¦ simplex
2105081-4 |  | Variant of 2105081 | Fiber Optic Patch Cord, Simplex, 0.9mm, LSZH, Singlemode, LC/UPC to LC/UPC, Yellow, 4 m | CommScope® |  | 210 | Fiber patch cord ¦ simplex
2105081-6 |  | Variant of 2105081 | Fiber Optic Patch Cord, Simplex, 0.9mm, LSZH, Singlemode, LC/UPC to LC/UPC, Yellow, 6 m | CommScope® |  | 210 | Fiber patch cord ¦ simplex
2105081-7 |  | Variant of 2105081 | Fiber Optic Patch Cord, Simplex, 0.9mm, LSZH, Singlemode, LC/UPC to LC/UPC, Yellow, 7 m | CommScope® |  | 210 | Fiber patch cord ¦ simplex
1-2105082-0 |  | Variant of 2105082 | Fiber Optic Patch Cord, Simplex, 0.9mm, LSZH, Singlemode, SC/UPC to SC/UPC, Yellow, 10 m | CommScope® |  | 210 | Fiber patch cord ¦ simplex
2105082-2 |  | Variant of 2105082 | Fiber Optic Patch Cord, Simplex, 0.9mm, LSZH, Singlemode, SC/UPC to SC/UPC, Yellow, 2 m | CommScope® |  | 210 | Fiber patch cord ¦ simplex
2105082-3 |  | Variant of 2105082 | Fiber Optic Patch Cord, Simplex, 0.9mm, LSZH, Singlemode, SC/UPC to SC/UPC, Yellow, 3 m | CommScope® |  | 210 | Fiber patch cord ¦ simplex
2105082-4 |  | Variant of 2105082 | Fiber Optic Patch Cord, Simplex, 0.9mm, LSZH, Singlemode, SC/UPC to SC/UPC, Yellow, 4 m | CommScope® |  | 210 | Fiber patch cord ¦ simplex
2105082-5 |  | Variant of 2105082 | Fiber Optic Patch Cord, Simplex, 0.9mm, LSZH, Singlemode, SC/UPC to SC/UPC, Yellow, 5 m | CommScope® |  | 210 | Fiber patch cord ¦ simplex
2105082-6 |  | Variant of 2105082 | Fiber Optic Patch Cord, Simplex, 0.9mm, LSZH, Singlemode, SC/UPC to SC/UPC, Yellow, 6 m | CommScope® |  | 210 | Fiber patch cord ¦ simplex
760257769 |  | Variant of 2291B | GigaSPEED X10D® 2291B ETL Verified Category 6A F/UTP Cable, plenum, white jacket, 4 pair count, 3000 ft (915 m) length, reel | SYSTIMAX® | GigaSPEED X10D® |  | Twisted pair cable
760252394 | ECO MGS600-GN-24 | Variant of MGS600 | GigaSPEED X10D® M-Series Modular Jack, RJ45, Cat6A Unshielded, Green (24 ea/pkg) | SYSTIMAX® | GigaSPEED X10D® | MGS600 | Modular jack
760257686 | 2091SDB WHT C6A 4/23 U/UTP W1000 | Variant of 2091SDB | GigaSPEED X10D® 2091SDB ETL verified Category 6A U/UTP Cable, plenum, White jacket, 4 pair count, 1000 ft (305 m) length, We-Tote Box | SYSTIMAX® | GigaSPEED X10D® |  | Twisted pair cable
BPC6642 |  | Base Product | PowerSUM D8PS Stranded Cordage Modular Patch Cord (Pack of 10) | SYSTIMAX® | PowerSUM | BPC | Twisted pair patch cord
CA111K2 |  | Base Product | GigaSPEED X10D® G10SP on S/FTP Low Smoke Zero Halogen Cordage, S/FTP Modular Patch Cord | SYSTIMAX® | GigaSPEED X10D® | CA | Twisted pair patch cord
CA114H2 |  | Base Product | GigaSPEED X10D® G10SP on S/FTP Cordage, Single-Ended Modular Patch Cord | SYSTIMAX® | GigaSPEED X10D® | CA | Twisted pair patch cord
CA133P2 |  | Base Product | GigaSPEED XL® GS8E on Stranded Plenum Cable Modular Patch Cord | SYSTIMAX® | GigaSPEED XL® | CA | Twisted pair patch cord |  | Discontinued
CA13481 |  | Base Product | GigaSPEED XL® GS8E Single End Solid Cable A-wired Modular Patch Cord | SYSTIMAX® | GigaSPEED XL® | CA | Twisted pair patch cord
CA1G642 |  | Base Product | GigaSPEED X10D® G10FP to Keystone HGS620 on 1295 Solid Cordage F/UTP Zone Extension Cord | SYSTIMAX® | GigaSPEED X10D® | CA | Twisted pair patch cord
KO199K2 |  | Base Product | MiNo6A Series Category 6A U/UTP Reduced Diameter LS-CM Dual Rated Cord, 100 Pack | CommScope® |  | KO | Twisted pair patch cord
KPC6642 |  | Base Product | PowerSUM D8PS Stranded Cordage Modular Patch Cord (Megapack of 100) | SYSTIMAX® | PowerSUM | KPC | Twisted pair patch cord
KPCSSX2 |  | Base Product | GigaSPEED X10D® 360GS10E Solid Cordage Modular Patch Cord (Megapack of 100) | SYSTIMAX® | GigaSPEED X10D® ¦ SYSTIMAX 360™ | KPC | Twisted pair patch cord
CA1S4S2 |  | Base Product | GigaSPEED X10D® 360GS10E to Blunt, Class B2ca | SYSTIMAX® | GigaSPEED X10D® | CA | Twisted pair patch cord
CA1SSS2 |  | Base Product | GigaSPEED X10D® 360GS10E to 360GS10E, Class B2ca | SYSTIMAX® | GigaSPEED X10D® | CA | Twisted pair patch cord
CA1SUS2 |  | Base Product | GigaSPEED X10D® 360GS10E to MGS600 (White), Class B2ca | SYSTIMAX® | GigaSPEED X10D® | CA | Twisted pair patch cord
CPC3316 |  | Base Product | GigaSPEED XL® GS8E Stranded Cordage Rollover Modular Patch Cord | SYSTIMAX® | GigaSPEED XL® | CPC | Twisted pair patch cord
CPC331T |  | Base Product | GigaSPEED XL® GS8E T1 Crossover Stranded Cordage Modular Patch Cord | SYSTIMAX® | GigaSPEED XL® | CPC | Twisted pair patch cord
CPC6442 |  | Base Product | PowerSUM D8PS Single End Stranded Cordage Modular Patch Cord | SYSTIMAX® | PowerSUM | CPC | Twisted pair patch cord
CPC6641 |  | Base Product | PowerSUM D8PS Stranded Cordage A-wired Modular Patch Cord | SYSTIMAX® | PowerSUM | CPC | Twisted pair patch cord
CPC66N2 |  | Base Product | PS117-S Mod Patch Cord, 1061L Cord | SYSTIMAX® | PowerSUM | CPC | Twisted pair patch cord
CPC8312 |  | Base Product | GigaSPEED® 110GS to GS8E 4 Pair Hybrid Patch Cord | SYSTIMAX® | GigaSPEED® | CPC | Twisted pair patch cord |  | Discontinued
CPC8392 |  | Base Product | GigaSPEED® 110GS to GS8E 4 Pair Low Smoke Zero Halogen Hybrid Patch Cord | SYSTIMAX® | GigaSPEED® | CPC | Twisted pair patch cord |  | Discontinued
CPC8892 |  | Base Product | GigaSPEED® 110GS to 110GS 4 Pair Low Smoke Zero Halogen Patch Cord | SYSTIMAX® | GigaSPEED® | CPC | Twisted pair patch cord |  | Discontinued
CPC9912 |  | Base Product | GigaSPEED XL® GS8E Keyed Plug Stranded Cordage Modular Patch Cord | SYSTIMAX® | GigaSPEED XL® | CPC | Twisted pair patch cord
CPCCD12 |  | Base Product | GigaSPEED XL® GS8E Ruggedized Plug, Coiled-Domed Strain Relief, Modular Patch Cord | SYSTIMAX® | GigaSPEED XL® | CPC | Twisted pair patch cord
CPCDD12 |  | Base Product | GigaSPEED XL® GS8E Ruggedized Plug, Domed Strain Relief, Modular Patch Cord | SYSTIMAX® | GigaSPEED XL® | CPC | Twisted pair patch cord
CPCF312 |  | Base Product | GigaSPEED XL® VisiPatch® 360 to GigaSPEED XL® GS8E 4 Pair Hybrid Patch Cord | SYSTIMAX® | GigaSPEED XL® ¦ VisiPatch 360® | CPC | Twisted pair patch cord
CPCF812 |  | Base Product | GigaSPEED® XL VisiPatch® 360 to 110 GigaSPEED® XL 4-pair Patch Cord | SYSTIMAX® | GigaSPEED XL® ¦ VisiPatch 360® | CPC | Twisted pair patch cord |  | Discontinued
CPCFF62 |  | Base Product | VisiPatch® 360 to VisiPatch® 360 1 Pair Patch Cord | SYSTIMAX® | VisiPatch 360® ¦ VisiPatch® | CPC | Twisted pair patch cord
CPCFF92 |  | Base Product | GigaSPEED XL® VisiPatch® 360 to VisiPatch® 360 4-pair Low Smoke Zero Halogen Patch Cord | SYSTIMAX® | GigaSPEED XL® ¦ VisiPatch 360® | CPC | Twisted pair patch cord
CPCFFQ2 |  | Base Product | GigaSPEED Xpress® VisiPatch® 360 to VisiPatch® 360 GigaSPEED Xpress® 4 Pair Plenum Patch Cord | SYSTIMAX® | GigaSPEED Xpress® ¦ VisiPatch 360® | CPC | Twisted pair patch cord |  | Discontinued
CPCFFX2 |  | Base Product | GigaSPEED X10D® VisiPatch® 360 to VisiPatch® 360 4 Pair Solid Patch Cord | SYSTIMAX® | GigaSPEED X10D® ¦ VisiPatch 360® | CPC | Twisted pair patch cord
CPCFFXD |  | Base Product | GigaSPEED X10D® VisiPatch® 360 to VisiPatch® 360 4 Pair Solid Patch Cord Crossover | SYSTIMAX® | GigaSPEED X10D® ¦ VisiPatch 360® | CPC | Twisted pair patch cord
CPCFFZ2 |  | Base Product | GigaSPEED X10D® VisiPatch® 360 to VisiPatch® 360 4-pair Solid Low Smoke Zero Halogen Patch Cord | SYSTIMAX® | GigaSPEED X10D® ¦ VisiPatch 360® | CPC | Twisted pair patch cord
CPCFSX2 |  | Base Product | GigaSPEED X10D® VisiPatch® 360 to 360GS10E 4 Pair Solid Hybrid Patch Cord | SYSTIMAX® | GigaSPEED X10D® ¦ VisiPatch 360® | CPC | Twisted pair patch cord
CPCFSXG |  | Base Product | GigaSPEED X10D® VisiPatch® 360 to 360GS10E 4 Pair Solid VP360 Orange & Green Crossover Patch Cord (See Wiring Diagram) | SYSTIMAX® | GigaSPEED X10D® ¦ VisiPatch 360® | CPC | Twisted pair patch cord
CPCPPX2 |  | Base Product | GigaSPEED X10D® 360GS10E Keyed Plug Solid Cordage Modular Patch Cord | SYSTIMAX® | GigaSPEED X10D® | CPC | Twisted pair patch cord
CPCS4Y2 |  | Base Product | GigaSPEED X10D® 360GS10E Single-ended Solid Plenum Cordage Modular Patch Cord | SYSTIMAX® | GigaSPEED X10D® | CPC | Twisted pair patch cord
CPCS4Z2 |  | Base Product | GigaSPEED X10D® 360GS10E Single End Solid Low Smoke Zero Halogen Cordage Modular Patch Cord | SYSTIMAX® | GigaSPEED X10D® | CPC ¦ UTG | Twisted pair patch cord
CPCSSW2 |  | Base Product | GigaSPEED X10D® 360GS10E 23-AWG Low Smoke Zero Halogen Patch Cable | SYSTIMAX® | GigaSPEED X10D® | CPC | Twisted pair patch cord
CPCSSX2 |  | Base Product | GigaSPEED X10D® Cat 6A U/UTP Patch Cord, Non-Plenum | SYSTIMAX® | GigaSPEED X10D® | CON ¦ CPC ¦ UTG | Twisted pair patch cord
CPCSSX3 |  | Base Product | GigaSPEED X10D® 360GS10E 10/100BASE-T 2X3 & 1X4 Crossover Solid Cordage Modular Patch Cord | SYSTIMAX® | GigaSPEED X10D® | CPC | Twisted pair patch cord
CPCSSX5 |  | Base Product | GigaSPEED X10D® 360GS10E 1/10GBASE-T MDI-X Crossover Solid Cordage Modular Patch Cord | SYSTIMAX® | GigaSPEED X10D® | CPC | Twisted pair patch cord
CPCSSX6 |  | Base Product | GigaSPEED® X10D 360GS10E-R Solid Cordage Rollover Modular Patch Cord | SYSTIMAX® | GigaSPEED X10D® | CPC | Twisted pair patch cord
CPCSSY3 |  | Base Product | GigaSPEED X10D® 360GS10E 10/100BASE-T 2X3 & 1X4 Crossover Solid Plenum Cordage Modular Patch Cord | SYSTIMAX® | GigaSPEED X10D® | CPC | Twisted pair patch cord
CPCSSZ2 |  | Base Product | GigaSPEED X10D® 360GS10E Solid Low Smoke Zero Halogen Cordage Modular Patch Cord | SYSTIMAX® | GigaSPEED X10D® | CPC ¦ UTG | Twisted pair patch cord
CPCSUX2 |  | Base Product | GigaSPEED X10D® 360GS10E to MGS600 on 1095B Solid Cordage Zone Extension Cord | SYSTIMAX® | GigaSPEED X10D® | CPC | Twisted pair patch cord
CPCSUY2 |  | Base Product | GigaSPEED X10D® 360GS10E to MGS600 on 2095B Solid Plenum Cordage Zone Extension Cord | SYSTIMAX® | GigaSPEED X10D® | CPC | Twisted pair patch cord
CPCSUZ2 |  | Base Product | GigaSPEED X10D® 360GS10E to MGS600 on 3095B Solid Low Smoke Zero Halogen Cordage Zone Extension Cord | SYSTIMAX® | GigaSPEED X10D® | CPC | Twisted pair patch cord
CPCWSX2 |  | Base Product | GigaSPEED X10D® 360GS10E Ruggedized Plug,Coiled Strain Relief 360GS10E, Modular Patch Cord | SYSTIMAX® | GigaSPEED X10D® | CPC | Twisted pair patch cord
CPCWWX2 |  | Base Product | GigaSPEED X10D® 360GS10E Ruggedized Plug, Coiled Strain Relief, Modular Patch Cord | SYSTIMAX® | GigaSPEED X10D® | CPC | Twisted pair patch cord
CPCXGJ2 |  | Base Product | GigaSPEED X10D® G10FP Ruggedized Plug, Coiled Strain Relief to G10FP, Modular Patch Cord | SYSTIMAX® | GigaSPEED X10D® | CPC | Twisted pair patch cord
CPCYYJ2 |  | Base Product | GigaSPEED X10D® G10FP Ruggedized Plug, Domed Strain Relief, Modular Patch Cord | SYSTIMAX® | GigaSPEED X10D® | CPC | Twisted pair patch cord
2105082 |  | Base Product | Fiber Optic Patch Cord, LSZH, Simplex, 0.9mm, Singlemode, SC/UPC to SC/UPC, Yellow | CommScope® |  | 210 | Fiber patch cord ¦ simplex
2105081 |  | Base Product | Fiber Optic Patch Cord, LSZH, Simplex, 0.9mm, Singlemode, LC/UPC to LC/UPC, yellow | CommScope® |  | 210 | Fiber patch cord ¦ simplex
FFXLCLC21 |  | Base Product | OM4 LC/UPC to LC/UPC, Fiber Patch Cord, 1.6 mm Simplex, Low Smoke Zero Halogen (LSZH) | CommScope® | SYSTIMAX InstaPATCH® 360 | FFX | Fiber patch cord ¦ simplex
UJG2X2XBF |  | Base Product | Singlemode MPO24 (pinned) to MPO24 (pinned), Fiber Trunk Cable Assembly, 24-Fiber, Low Smoke Zero Halogen (LSZH). | CommScope® | SYSTIMAX ULL |  | Fiber trunk cable assembly
UQG2X2XHF |  | Base Product | Singlemode MPO24 QSFP (pinned) to MPO24 (pinned), Fiber Extension Cable Assembly, 24-Fiber, Plenum | CommScope® |  |  | Fiber array cable assembly
UQGMPMPHF |  | Base Product | Ultra Low Loss (ULL) Singlemode, MPO/12(Unpinned) to MPO/12(Unpinned), 24-Fiber, Plenum,array cord | CommScope® | SYSTIMAX ULL |  | Fiber array cable assembly
URGMPMPHF |  | Base Product | Ultra Low Loss (ULL) Singlemode, MPO/12(Unpinned) to MPO/12(Unpinned), 24-Fiber, LSZH,array cord | CommScope® | SYSTIMAX ULL |  | Fiber array cable assembly
URGQXQXHF |  | Base Product | Ultra Low Loss (ULL) Singlemode, MPO/8(Pinned) to MPO/8(Pinned), 24-Fiber, LSZH,array cord | CommScope® | SYSTIMAX ULL |  | Fiber array cable assembly
URGQPQPHF |  | Base Product | Ultra Low Loss (ULL) Singlemode, MPO/8(Unpinned) to MPO/8(Unpinned), 24-Fiber, LSZH,array cord | CommScope® | SYSTIMAX ULL |  | Fiber array cable assembly
UQGQPQPHF |  | Base Product | Ultra Low Loss (ULL) Singlemode, MPO/8(Unpinned) to MPO/8(Unpinned), 24-Fiber, Plenum,array cord | CommScope® | SYSTIMAX ULL |  | Fiber array cable assembly
UQGQPQXHF |  | Base Product | Ultra Low Loss (ULL) Singlemode, MPO/8(Unpinned) to MPO/8(Pinned), 24-Fiber,Plenum,array cord | CommScope® | SYSTIMAX ULL |  | Fiber array cable assembly
UQGQXQXHF |  | Base Product | Ultra Low Loss (ULL) Singlemode, MPO/8(Pinned) to MPO/8(Pinned), 24-Fiber, Plenum,array cord | CommScope® | SYSTIMAX ULL |  | Fiber array cable assembly
UKXMXMXAG |  | Base Product | Ultra Low Loss (ULL) Multimode OM4 MPO12 (Pinned) to MPO12 (Pinned), Armored Pre-terminated Trunk Cable, 36-Fiber, Low Smoke Zero Halogen (LSZH) | CommScope® | SYSTIMAX ULL |  | Fiber trunk cable assembly |  | Discontinued
UKXQXQXTH |  | Base Product | Ultra Low Loss (ULL) OM4 MPO8 UPC (pinned) to MPO8 UPC (pinned) Fiber Trunk Cable Assembly, 48-Fiber, Armored Indoor Dual Rated (OFNR/LSZH) | CommScope® | Propel ¦ SYSTIMAX ULL |  | Fiber trunk cable assembly
UKGQXQXTF |  | Base Product | Singlemode MPO8 APC (pinned) to MPO8 APC (pinned) Fiber Trunk Cable Assembly, 24-Fiber, Armored Indoor Dual Rated (OFNR/LSZH) | CommScope® | Propel ¦ SYSTIMAX ULL |  | Fiber trunk cable assembly
UKXQXQXT8 |  | Base Product | Ultra Low Loss (ULL) OM4 MPO8 UPC (pinned) to MPO8 UPC (pinned) Fiber Trunk Cable Assembly, 12-Fiber, Armored Indoor Dual Rated (OFNR/LSZH) | CommScope® | Propel ¦ SYSTIMAX ULL |  | Fiber trunk cable assembly
1071E |  | Base Product | GigaSPEED XL® 1071E ETL Verified Category 6 U/UTP Cable | SYSTIMAX® | GigaSPEED XL® |  | Twisted pair cable
2071E |  | Base Product | GigaSPEED XL® 2071E ETL Verified Category 6 U/UTP Cable | SYSTIMAX® | GigaSPEED XL® |  | Twisted pair cable
2071E-UTG |  | Base Product | GigaSPEED XL® 2071E-UTG ETL Verified Category 6 U/UTP Cable | SYSTIMAX® | GigaSPEED XL® |  | Twisted pair cable
3071E-UTG |  | Base Product | GigaSPEED XL® 3071-UTG ETL Verified Category 6 U/UTP Cable | SYSTIMAX® | GigaSPEED XL® |  | Twisted pair cable
1091B |  | Base Product | GigaSPEED X10D® 1091B ETL Verified Category 6A U/UTP Cable | SYSTIMAX® | GigaSPEED X10D® |  | Twisted pair cable
1091SD |  | Base Product | GigaSPEED X10D® 1091SD ETL Verified Category 6A U/UTP Cable | SYSTIMAX® | GigaSPEED X10D® |  | Twisted pair cable
F4WLCUCAK |  | Base Product | TeraSPEED® LC/UPC to LC/UPC, InstaPATCH® 360 Ruggedized Fanout Cable, 72-Fiber, LSZH | CommScope® | SYSTIMAX InstaPATCH® 360 |  | Ruggedized fanout
CS44P-IO |  | Base Product | CS44P-IO Indoor/Outdoor Category 6A Cable | CommScope® |  |  | Twisted pair cable
FNWLCLCAL |  | Base Product | Singlemode LC/UPC to LC/UPC, InstaPATCH® 360 Ruggedized Fiber Fanout Cable Assembly, 96-Fiber, Low Smoke Zero Halogen (LSZH) | CommScope® | SYSTIMAX InstaPATCH® 360 |  | Ruggedized fanout
AQGMPLUGD |  | Base Product | Singlemode MPO12 (Unpinned) to LC/UPC Uniboot, Array Cord, 12-Fiber, Plenum | CommScope® |  |  | Fiber array cable assembly
ARGMPLUGD |  | Base Product | Singlemode MPO12 (Unpinned) to LC/UPC Uniboot, Array Cord, 12-Fiber, Low Smoke Zero Halogen | CommScope® |  |  | Fiber array cable assembly
ULGMPLUAD |  | Base Product | Ultra Low Loss (ULL) Singlemode MPO (Unpinned) to LC/UPC Uniboot, Ruggedized Fanout Cable, 12-Fiber, Plenum | CommScope® | SYSTIMAX ULL |  | Ruggedized fanout
UNGMPLUAD |  | Base Product | Ultra Low Loss (ULL) Singlemode MPO (Unpinned) to LC/UPC Uniboot, Ruggedized Fanout Cable, 12-Fiber, Low Smoke Zero Halogen | CommScope® | SYSTIMAX ULL |  | Ruggedized fanout
CS34P-IO |  | Base Product | CS34P-IO Category 6 Cable | CommScope® |  |  | Twisted pair cable
360-DM-PANELS |  | Base Product | SYSTIMAX 360™ Distribution Module Panels | SYSTIMAX® |  |  | RJ45 patch panel
UTG760245089 | 2071E-UTG LIL C6 4/23 U/UTP W1000 | Variant of 2071E-UTG | GigaSPEED XL® 2071E-UTG ETL Verified Category 6 U/UTP Cable, plenum, lilac jacket, 4 pair count, 1000 ft (305 m) length, WE TOTE® box | SYSTIMAX® | GigaSPEED XL® |  | Twisted pair cable
UTG760245082 | 2071E-UTG BLK C6 4/23 U/UTP W1000 | Variant of 2071E-UTG | GigaSPEED XL® 2071E-UTG ETL Verified Category 6 U/UTP Cable, plenum, black jacket, 4 pair count, 1000 ft (305 m) length, WE TOTE® box | SYSTIMAX® | GigaSPEED XL® |  | Twisted pair cable
UTG760245090 | 2071E-UTG ORG C6 4/23 U/UTP R1000 | Variant of 2071E-UTG | GigaSPEED XL® 2071E-UTG ETL Verified Category 6 U/UTP Cable, plenum, orange jacket, 4 pair count, 1000 ft (305 m) length, reel | SYSTIMAX® | GigaSPEED XL® |  | Twisted pair cable
UTG760245083 | 2071E-UTG BLU C6 4/23 U/UTP R1000 | Variant of 2071E-UTG | GigaSPEED XL® 2071E-UTG ETL Verified Category 6 U/UTP Cable, plenum, blue jacket, 4 pair count, 1000 ft (305 m) length, reel | SYSTIMAX® | GigaSPEED XL® |  | Twisted pair cable
UTG760245099 | 2071E-UTG SLT C6 4/23 U/UTP W1000 | Variant of 2071E-UTG | GigaSPEED XL® 2071E-UTG ETL Verified Category 6 U/UTP Cable, plenum, slate jacket, 4 pair count, 1000 ft (305 m) length, WE TOTE® box | SYSTIMAX® | GigaSPEED XL® |  | Twisted pair cable
UTG760245091 | 2071E-UTG ORG C6 4/23 U/UTP W1000 | Variant of 2071E-UTG | GigaSPEED XL® 2071E-UTG ETL Verified Category 6 U/UTP Cable, plenum, orange jacket, 4 pair count, 1000 ft (305 m) length, WE TOTE® box | SYSTIMAX® | GigaSPEED XL® |  | Twisted pair cable
UTG760245101 | 2071E-UTG WHT C6 4/23 U/UTP R1000 | Variant of 2071E-UTG | GigaSPEED XL® 2071E-UTG ETL Verified Category 6 U/UTP Cable, plenum, white jacket, 4 pair count, 1000 ft (305 m) length, reel | SYSTIMAX® | GigaSPEED XL® |  | Twisted pair cable
UTG760245110 | 2091B-UTG BLU C6A 4/23 U/UTP R1000 | Variant of 2091B-UTG | GigaSPEED X10D® 2091B-UTG ETL Verified Category 6A U/UTP Cable, blue jacket, 4 pair count, 1000 ft (305 m) length, reel | SYSTIMAX® | GigaSPEED X10D® |  | Twisted pair cable
UTG760245093 | 2071E-UTG RED C6 4/23 U/UTP R3000 | Variant of 2071E-UTG | GigaSPEED XL® 2071E-UTG ETL Verified Category 6 U/UTP Cable, plenum, red jacket, 4 pair count, 3000 ft (914 m) length, reel | SYSTIMAX® | GigaSPEED XL® |  | Twisted pair cable
UTG760245129 | 2091B-UTG WHT C6A 4/23 U/UTP R3000 | Variant of 2091B-UTG | GigaSPEED X10D® 2091B-UTG ETL Verified Category 6A U/UTP Cable, white jacket, 4 pair count, 3000 ft (914 m) length, reel | SYSTIMAX® | GigaSPEED X10D® |  | Twisted pair cable
UTG760245103 | 2071E-UTG WHT C6 4/23 U/UTP W1000 | Variant of 2071E-UTG | GigaSPEED XL® 2071E-UTG ETL Verified Category 6 U/UTP Cable, plenum, white jacket, 4 pair count, 1000 ft (305 m) length, WE TOTE® box | SYSTIMAX® | GigaSPEED XL® |  | Twisted pair cable
UTG760245120 | 2091B-UTG PNK C6A 4/23 U/UTP R1000 | Variant of 2091B-UTG | GigaSPEED X10D® 2091B-UTG ETL Verified Category 6A U/UTP Cable, pink jacket, 4 pair count, 1000 ft (305 m) length, reel | SYSTIMAX® | GigaSPEED X10D® |  | Twisted pair cable
UTG760245094 | 2071E-UTG RED C6 4/23 U/UTP W1000 | Variant of 2071E-UTG | GigaSPEED XL® 2071E-UTG ETL Verified Category 6 U/UTP Cable, plenum, red jacket, 4 pair count, 1000 ft (305 m) length, WE TOTE® box | SYSTIMAX® | GigaSPEED XL® |  | Twisted pair cable
UTG760245112 | 2091B-UTG BLU C6A 4/23 U/UTP R3000 | Variant of 2091B-UTG | GigaSPEED X10D® 2091B-UTG ETL Verified Category 6A U/UTP Cable, blue jacket, 4 pair count, 3000 ft (914 m) length, reel | SYSTIMAX® | GigaSPEED X10D® |  | Twisted pair cable
UTG760245088 | 2071E-UTG LIL C6 4/23 U/UTP R1000 | Variant of 2071E-UTG | GigaSPEED XL® 2071E-UTG ETL Verified Category 6 U/UTP Cable, plenum, lilac jacket, 4 pair count, 1000 ft (305 m) length, reel | SYSTIMAX® | GigaSPEED XL® |  | Twisted pair cable
UTG760245095 | 2071E-UTG SGR C6 4/23 U/UTP R1000 | Variant of 2071E-UTG | GigaSPEED XL® 2071E-UTG ETL Verified Category 6 U/UTP Cable, plenum, spring green jacket, 4 pair count, 1000 ft (305 m) length, reel | SYSTIMAX® | GigaSPEED XL® |  | Twisted pair cable
UTG760245122 | 2091B-UTG PRP C6A 4/23 U/UTP R1000 | Variant of 2091B-UTG | GigaSPEED X10D® 2091B-UTG ETL Verified Category 6A U/UTP Cable, purple jacket, 4 pair count, 1000 ft (305 m) length, reel | SYSTIMAX® | GigaSPEED X10D® |  | Twisted pair cable
UTG760245107 | 2091B-UTG BLK C6A 4/23 U/UTP R1000 | Variant of 2091B-UTG | GigaSPEED X10D® 2091B-UTG ETL Verified Category 6A U/UTP Cable, black jacket, 4 pair count, 1000 ft (305 m) length, reel | SYSTIMAX® | GigaSPEED X10D® |  | Twisted pair cable
UTG760245123 | 2091B-UTG PRP C6A 4/23 U/UTP W1000 | Variant of 2091B-UTG | GigaSPEED X10D® 2091B-UTG ETL Verified Category 6A U/UTP Cable, purple jacket, 4 pair count, 1000 ft (305 m) length, WE TOTE® box | SYSTIMAX® | GigaSPEED X10D® |  | Twisted pair cable
UTG760245116 | 2091B-UTG GRN C6A 4/23 U/UTP W1000 | Variant of 2091B-UTG | GigaSPEED X10D® 2091B-UTG ETL Verified Category 6A U/UTP Cable, green jacket, 4 pair count, 1000 ft (305 m) length, WE TOTE® box | SYSTIMAX® | GigaSPEED X10D® |  | Twisted pair cable
UTG760245097 | 2071E-UTG SLT C6 4/23 U/UTP R1000 | Variant of 2071E-UTG | GigaSPEED XL® 2071E-UTG ETL Verified Category 6 U/UTP Cable, plenum, slate jacket, 4 pair count, 1000 ft (305 m) length, reel | SYSTIMAX® | GigaSPEED XL® |  | Twisted pair cable
UTG760245108 | 2091B-UTG BLK C6A 4/23 U/UTP R3000 | Variant of 2091B-UTG | GigaSPEED X10D® 2091B-UTG ETL Verified Category 6A U/UTP Cable, black jacket, 4 pair count, 3000 ft (914 m) length, reel | SYSTIMAX® | GigaSPEED X10D® |  | Twisted pair cable
UTG760245124 | 2091B-UTG RED C6A 4/23 U/UTP W1000 | Variant of 2091B-UTG | GigaSPEED X10D® 2091B-UTG ETL Verified Category 6A U/UTP Cable, red jacket, 4 pair count, 1000 ft (305 m) length, WE TOTE® box | SYSTIMAX® | GigaSPEED X10D® |  | Twisted pair cable
UTG760245134 | 2091B-UTG YEL C6A 4/23 U/UTP W1000 | Variant of 2091B-UTG | GigaSPEED X10D® 2091B-UTG ETL Verified Category 6A U/UTP Cable, yellow jacket, 4 pair count, 1000 ft (305 m) length, WE TOTE® box | SYSTIMAX® | GigaSPEED X10D® |  | Twisted pair cable
UTG760245127 | 2091B-UTG SLT C6A 4/23 U/UTP W1000 | Variant of 2091B-UTG | GigaSPEED X10D® 2091B-UTG ETL Verified Category 6A U/UTP Cable, slate jacket, 4 pair count, 1000 ft (305 m) length, WE TOTE® box | SYSTIMAX® | GigaSPEED X10D® |  | Twisted pair cable
UTG760245128 | 2091B-UTG WHT C6A 4/23 U/UTP R1000 | Variant of 2091B-UTG | GigaSPEED X10D® 2091B-UTG ETL Verified Category 6A U/UTP Cable, white jacket, 4 pair count, 1000 ft (305 m) length, reel | SYSTIMAX® | GigaSPEED X10D® |  | Twisted pair cable
760258933 | MPS100-VI | Variant of MPS100E | PowerSUM M-Series Modular Jack, RJ45, Cat5e Unshielded, Violet | SYSTIMAX® | PowerSUM | MPS100E | Modular jack
760258925 | MPS100-OR | Variant of MPS100E | PowerSUM M-Series Modular Jack, RJ45, Cat5e Unshielded, Orange | SYSTIMAX® | PowerSUM | MPS100E | Modular jack
760258927 | MPS100-GN | Variant of MPS100E | PowerSUM M-Series Modular Jack, RJ45, Cat5e Unshielded, Green | SYSTIMAX® | PowerSUM | MPS100E | Modular jack
760258930 | MPS100-GY | Variant of MPS100E | PowerSUM M-Series Modular Jack, RJ45, Cat5e Unshielded, Gray | SYSTIMAX® | PowerSUM | MPS100E | Modular jack
760258931 | MPS100-RD | Variant of MPS100E | PowerSUM M-Series Modular Jack, RJ45, Cat5e Unshielded, Red | SYSTIMAX® | PowerSUM | MPS100E | Modular jack
760261172 | 3071E-B RED C6 4/23 U/UTP W1000 | Variant of 3071E | GigaSPEED XL® 3071E-B ETL Verified Category 6 U/UTP Cable, low smoke zero halogen, red jacket, 4 pair count, 1000 ft (305 m) length, WE TOTE® box | SYSTIMAX® | GigaSPEED XL® |  | Twisted pair cable
760261078 | DM12-12LCA-SM-ULL | Variant of G2-MODULES | G2 ULL Singlemode MPO-12 Distribution Module, 12LC APC to 1X12f MPOs unpinned, internal shutters | CommScope® | SYSTIMAX ULL | G2 | Fiber module
760258422 |  | Variant | 1U EPX MOD (G2) Plastic Door Kit. 1 door per kit, smoked gray color. Includes designation card | CommScope® |  | EPX | Door kit
760258423 |  | Variant | 1U EPX PNL (LGX) Plastic Door Kit. 1 door per kit, smoked gray color. Includes designation card | CommScope® |  | EPX | Door kit
760258425 |  | Variant | 2U EPX PNL (LGX) Plastic Door Kit. 1 door per kit, smoked gray color. Includes designation card | CommScope® |  | EPX | Door kit
760258427 |  | Variant | 4U EPX PNL (LGX) Plastic Door Kit. 1 door per kit, smoked gray color. Includes designation card | CommScope® |  | EPX | Door kit
760259357 | 3073A-B BLU C6 4/21 U/UTP R1000 | Variant of 3073A | GigaREACH™ XL 3073A-C Category 6 U/UTP Cable, low smoke zero halogen, blue jacket, 4 pair count, 1000 ft (305 m) length, reel | SYSTIMAX® | GigaREACH™ XL |  | Twisted pair cable
760259358 | 3073A-B WHT C6 4/21 U/UTP R1000 | Variant of 3073A | GigaREACH™ XL 3073A-B Category 6 U/UTP Cable, low smoke zero halogen, white jacket, 4 pair count, 1000 ft (305 m) length, reel | SYSTIMAX® | GigaREACH™ XL |  | Twisted pair cable
FPCC-7MYP |  | Variant of FPCC | Fiber Optic Patch Cord, duplex, singlemode, 1.2 mm OFNP jacket, SC/UPC-LC/APC, yellow |  |  | FPCC | Fiber patch cord ¦ duplex
700156177 | 1061C OR 4/24 W1000 | Variant of 1061C | PowerSUM 1061C ETL Verified Category 5e U/UTP Cable, non-plenum CM rated, orange jacket, 4 pair count, 1000 ft (305 m) length, WE TOTE® box | SYSTIMAX® | PowerSUM |  | Twisted pair cable
700208093 | 2071E BLU C6 4/23 U/UTP W1000 | Variant of 2071E | SYSTIMAX GigaSPEED XL® 2071E ETL Verified Category 6 U/UTP Cable, plenum, blue jacket, 4 pair count, 1000 ft (305 m) length, WE TOTE® box | SYSTIMAX® | GigaSPEED XL® |  | Twisted pair cable
700210156 | 2071E SGR C6 4/23 U/UTP R1000 | Variant of 2071E | GigaSPEED XL® 2071E ETL Verified Category 6 U/UTP Cable, plenum, spring green jacket, 4 pair count, 1000 ft (305 m) length, reel | SYSTIMAX® | GigaSPEED XL® |  | Twisted pair cable
700208101 | 2071E WHT C6 4/23 U/UTP W1000 | Variant of 2071E | GigaSPEED XL® 2071E ETL Verified Category 6 U/UTP Cable, plenum, white jacket, 4 pair count, 1000 ft (305 m) length, WE TOTE® box | SYSTIMAX® | GigaSPEED XL® |  | Twisted pair cable
700210198 | 2071E SLT C6 4/23 U/UTP R1000 | Variant of 2071E | GigaSPEED XL® 2071E ETL Verified Category 6 U/UTP Cable, plenum, slate jacket, 4 pair count, 1000 ft (305 m) length, reel | SYSTIMAX® | GigaSPEED XL® |  | Twisted pair cable
700210206 | 2071E LIL C6 4/23 U/UTP R1000 | Variant of 2071E | GigaSPEED XL® 2071E ETL Verified Category 6 U/UTP Cable, plenum, lilac jacket, 4 pair count, 1000 ft (305 m) length, reel | SYSTIMAX® | GigaSPEED XL® |  | Twisted pair cable
700210024 | 2071E ORG C6 4/23 U/UTP W1000 | Variant of 2071E | GigaSPEED XL® 2071E ETL Verified Category 6 U/UTP Cable, plenum, orange jacket, 4 pair count, 1000 ft (305 m) length, WE TOTE® box | SYSTIMAX® | GigaSPEED XL® |  | Twisted pair cable
700211964 | 1071E LBL C6 4/23 U/UTP W1000 | Variant of 1071E | GigaSPEED XL® 1071E ETL Verified Category 6 U/UTP Cable, non-plenum, light blue jacket, 4 pair count, 1000 ft (305 m) length, WE TOTE® box | SYSTIMAX® | GigaSPEED XL® |  | Twisted pair cable
700210032 | 2071E WHT C6 4/23 U/UTP R1000 | Variant of 2071E | GigaSPEED XL® 2071E ETL Verified Category 6 U/UTP Cable, plenum, white jacket, 4 pair count, 1000 ft (305 m) length, reel | SYSTIMAX® | GigaSPEED XL® |  | Twisted pair cable
700211980 | 1071E YEL C6 4/23 U/UTP R1000 | Variant of 1071E | GigaSPEED XL® 1071E ETL Verified Category 6 U/UTP Cable, non-plenum, yellow jacket, 4 pair count, 1000 ft (305 m) length, reel | SYSTIMAX® | GigaSPEED XL® |  | Twisted pair cable
700210057 | 2071E WHT C6 4/23 U/UTP R3000 | Variant of 2071E | GigaSPEED XL® 2071E ETL Verified Category 6 U/UTP Cable, plenum, white jacket, 4 pair count, 3000 ft (914 m) length, reel | SYSTIMAX® | GigaSPEED XL® |  | Twisted pair cable
700211998 | 1071E YEL C6 4/23 U/UTP W1000 | Variant of 1071E | GigaSPEED XL® 1071E ETL Verified Category 6 U/UTP Cable, non-plenum, yellow jacket, 4 pair count, 1000 ft (305 m) length, WE TOTE® box | SYSTIMAX® | GigaSPEED XL® |  | Twisted pair cable
700210248 | 2071E RED C6 4/23 U/UTP R1000 | Variant of 2071E | GigaSPEED XL® 2071E ETL Verified Category 6 U/UTP Cable, plenum, red jacket, 4 pair count, 1000 ft (305 m) length, reel | SYSTIMAX® | GigaSPEED XL® |  | Twisted pair cable
700210081 | 2071E BLU C6 4/23 U/UTP R1000 | Variant of 2071E | GigaSPEED XL® 2071E ETL Verified Category 6 U/UTP Cable, plenum, blue jacket, 4 pair count, 1000 ft (305 m) length, reel | SYSTIMAX® | GigaSPEED XL® |  | Twisted pair cable
700212095 | 1071E LIL C6 4/23 U/UTP W1000 | Variant of 1071E | GigaSPEED XL® 1071E ETL Verified Category 6 U/UTP Cable, non-plenum, lilac jacket, 4 pair count, 1000 ft (305 m) length, WE TOTE® box | SYSTIMAX® | GigaSPEED XL® |  | Twisted pair cable
700210263 | 2071E RED C6 4/23 U/UTP W1000 | Variant of 2071E | GigaSPEED XL® 2071E ETL Verified Category 6 U/UTP Cable, plenum, red jacket, 4 pair count, 1000 ft (305 m) length, WE TOTE® box | SYSTIMAX® | GigaSPEED XL® |  | Twisted pair cable
700212111 | 1071E ORG C6 4/23 U/UTP R1000 | Variant of 1071E | GigaSPEED XL® 1071E ETL Verified Category 6 U/UTP Cable, non-plenum, orange jacket, 4 pair count, 1000 ft (305 m) length, reel | SYSTIMAX® | GigaSPEED XL® |  | Twisted pair cable
700210123 | 2071E YEL C6 4/23 U/UTP W1000 | Variant of 2071E | GigaSPEED XL® 2071E ETL Verified Category 6 U/UTP Cable, plenum, yellow jacket, 4 pair count, 1000 ft (305 m) length, WE TOTE® box | SYSTIMAX® | GigaSPEED XL® |  | Twisted pair cable
700211923 | 1071E SLT C6 4/23 U/UTP R1000 | Variant of 1071E | GigaSPEED XL® 1071E ETL Verified Category 6 U/UTP Cable, non-plenum, slate jacket, 4 pair count, 1000 ft (305 m) length, reel | SYSTIMAX® | GigaSPEED XL® |  | Twisted pair cable
700212046 | 1071E WHT C6 4/23 U/UTP W1000 | Variant of 1071E | GigaSPEED XL® 1071E ETL Verified Category 6 U/UTP Cable, non-plenum, white jacket, 4 pair count, 1000 ft (305 m) length, WE TOTE® box | SYSTIMAX® | GigaSPEED XL® |  | Twisted pair cable
700212129 | 1071E BLK C6 4/23 U/UTP W1000 | Variant of 1071E | GigaSPEED XL® 1071E ETL Verified Category 6 U/UTP Cable, non-plenum, black jacket, 4 pair count, 1000 ft (305 m) length, WE TOTE® box | SYSTIMAX® | GigaSPEED XL® |  | Twisted pair cable
700210131 | 2071E YEL C6 4/23 U/UTP R1000 | Variant of 2071E | GigaSPEED XL® 2071E ETL Verified Category 6 U/UTP Cable, plenum, yellow jacket, 4 pair count, 1000 ft (305 m) length, reel | SYSTIMAX® | GigaSPEED XL® |  | Twisted pair cable
700212053 | 1071E SGR C6 4/23 U/UTP R1000 | Variant of 1071E | GigaSPEED XL® 1071E ETL Verified Category 6 U/UTP Cable, non-plenum, spring green jacket, 4 pair count, 1000 ft (305 m) length, reel | SYSTIMAX® | GigaSPEED XL® |  | Twisted pair cable
700211956 | 1071E LBL C6 4/23 U/UTP R1000 | Variant of 1071E | GigaSPEED XL® 1071E ETL Verified Category 6 U/UTP Cable, non-plenum, light blue jacket, 4 pair count, 1000 ft (305 m) length, reel | SYSTIMAX® | GigaSPEED XL® |  | Twisted pair cable
700216419 | 3071E SLT C6 4/23 U/UTP R1000 | Variant of 3071E | GigaSPEED XL® 3071E ETL Verified Category 6 U/UTP Cable, low smoke zero halogen, slate jacket, 4 pair count, 1000 ft (305 m) length, reel | SYSTIMAX® | GigaSPEED XL® |  | Twisted pair cable
700214208 | 1071E WHT C6 4/23 U/UTP R1000 | Variant of 1071E | GigaSPEED XL® 1071E ETL Verified Category 6 U/UTP Cable, non-plenum, white jacket, 4 pair count, 1000 ft (305 m) length, reel | SYSTIMAX® | GigaSPEED XL® |  | Twisted pair cable
700212087 | 1071E LIL C6 4/23 U/UTP R1000 | Variant of 1071E | GigaSPEED XL® 1071E ETL Verified Category 6 U/UTP Cable, non-plenum, lilac jacket, 4 pair count, 1000 ft (305 m) length, reel | SYSTIMAX® | GigaSPEED XL® |  | Twisted pair cable
700216484 | 3071E BLU C6 4/23 U/UTP R1000 | Variant of 3071E | GigaSPEED XL® 3071 ETL Verified Category 6 U/UTP Cable, low smoke zero halogen, blue jacket, 4 pair count, 1000 ft (305 m) length, reel | SYSTIMAX® | GigaSPEED XL® |  | Twisted pair cable
700216492 | 3071E BLU C6 4/23 U/UTP W1000 | Variant of 3071E | GigaSPEED XL® 3071 ETL Verified Category 6 U/UTP Cable, low smoke zero halogen, blue jacket, 4 pair count, 1000 ft (305 m) length, WE TOTE® box | SYSTIMAX® | GigaSPEED XL® |  | Twisted pair cable
760001677 | PMGS3-3U | Variant of PATCHMAX-PANELS | GigaSPEED XL® PATCHMAX® GS3 Category 6 U/UTP 3U Panel Kit | SYSTIMAX® | GigaSPEED XL® ¦ PATCHMAX® | NA | RJ45 patch panel
UN874020604/10 | CS44PSD PNK C6A 4/23 U/UTP RL 1KFT | Variant of CS44PSD | CS44PSD ETL verified Category 6A U/UTP Cable, plenum, pink jacket, 4 pair count, 1000 ft (305 m) length, reel | Uniprise® |  |  | Twisted pair cable
760262943 | 3073A WHT C6 4/21 U/UTP R1640 | Variant of 3073A | GigaREACH™XL 3073A Category 6 U/UTP Cable, low smoke zero halogen, white jacket, 4 pair count, 1640 ft (500 m) length, reel | SYSTIMAX® | GigaREACH™ XL |  | Twisted pair cable
760262944 | 3073A-B WHT C6 4/21 U/UTP R1640 | Variant of 3073A | GigaREACH™XL 3073A-B Category 6 U/UTP Cable, low smoke zero halogen, CPR class B2ca, white jacket, 4 pair count, 1640 ft (500 m) length, reel | SYSTIMAX® | GigaREACH™ XL |  | Twisted pair cable
760263025 | 3073A BLU C6 4/21 U/UTP R1640 | Variant of 3073A | GigaREACH™ XL 3073A Category 6 U/UTP Cable, low smoke zero halogen, blue jacket, 4 pair count, 1640 ft (500 m) length, reel | SYSTIMAX® | GigaREACH™ XL |  | Twisted pair cable
760263026 | 3073A-B BLU C6 4/21 U/UTP R1640 | Variant of 3073A | GigaREACH™ XL 3073A-B Category 6 U/UTP Cable, low smoke zero halogen, blue jacket, 4 pair count, 1640 ft (500 m) length, reel | SYSTIMAX® | GigaREACH™ XL |  | Twisted pair cable
760253389 | FD-8-1U-B-SM-WF | Variant of FD-PANELS | 1RU patch panel which interfaces with 12 MPO-8 ports breaking out into 12 x 4 LC duplex ports. The shuttered LC ports are front facing, with the MPO ports facing the rear. Single mode, Enhanced Method B. With clear color labeling on front and rear side for easy and correct mapping and patching. | CommScope® |  | FD | Fiber patch panel
760253347 | FD-8-1U-B-LS-WF | Variant of FD-PANELS | 1RU patch panel which interfaces with 12 MPO-8 ports breaking out into 12 x 4 LC duplex ports. The shuttered LC ports are front facing, with the MPO ports facing the rear. OM3-OM4, Enhanced Method B. With clear color labeling on front and rear side for easy and correct mapping and patching. | CommScope® |  | FD | Fiber patch panel
760058602 | 1061L WH 4/24 W1000 | Variant of 1061L | PowerSUM 1061L ETL Verified Category 5e U/UTP Cable, Clean Room (ATD GC/MS), white jacket, 4 pair count, 1000 ft (305 m) length, WE TOTE® box | SYSTIMAX® | PowerSUM |  | Twisted pair cable
760060269 | VP360-12U-Door-10 | Variant | GigaSPEED X10D® VisiPatch® 360 12U Door, 10 In. | SYSTIMAX® | VisiPatch® |  | Door |  | Discontinued
760058610 | 1061L LB 4/24 W1000 | Variant of 1061L | PowerSUM 1061L ETL Verified Category 5e U/UTP Cable, Clean Room (ATD GC/MS), light blue jacket, 4 pair count, 1000 ft (305 m) length, WE TOTE® box | SYSTIMAX® | PowerSUM |  | Twisted pair cable
760058628 | 1061L SL 4/24 W1000 | Variant of 1061L | PowerSUM 1061L ETL Verified Category 5e U/UTP Cable, Clean Room (ATD GC/MS), slate jacket, 4 pair count, 1000 ft (305 m) length, WE TOTE® box | SYSTIMAX® | PowerSUM |  | Twisted pair cable
760060335 | VP360-CBF-SK | Variant | GigaSPEED X10D® VisiPatch® 360 Cable Bundle Fastener Kit, small | SYSTIMAX® | VisiPatch® |  | Cable management hardware
760065763 | PM GS3-DM | Variant | GigaSPEED XL® PATCHMAX® GS3 Category 6 U/UTP Distribution Module | SYSTIMAX® | GigaSPEED XL® ¦ PATCHMAX® |  | Module
760070367 | 2071E ORG C6 4/23 U/UTP R3000 | Variant of 2071E | GigaSPEED XL® 2071E ETL Verified Category 6 U/UTP Cable, plenum, orange jacket, 4 pair count, 3000 ft (914 m) length, reel | SYSTIMAX® | GigaSPEED XL® |  | Twisted pair cable
760073114 | 2061F PR 4/24 R3000 | Variant of 2061F | PowerSUM 2061F ETL Verified Category 5e U/UTP Cable, plenum, purple jacket, 4 pair count, 3000 ft (914 m) length, reel | SYSTIMAX® | PowerSUM |  | Twisted pair cable
760074138 | 1071E WHT DUAL C6 2X4/23 U/UTP R1000 | Variant of 1071E | GigaSPEED XL® 1071E Category 6 U/UTP Cable, non-plenum, white jacket, 8 pair count, 1000 ft (305 m) length, reel | SYSTIMAX® | GigaSPEED XL® |  | Twisted pair cable
760077818 | 3071E RED C6 4/23 U/UTP R4000 | Variant of 3071E | GigaSPEED XL® 3071 ETL Verified Category 6 U/UTP Cable, low smoke zero halogen, red jacket, 4 pair count, 4000 ft (1219 m) length, reel | SYSTIMAX® | GigaSPEED XL® |  | Twisted pair cable
760077776 | 3061A BL 4/24 R4000 | Variant of 3061A | PowerSUM 3061A ETL Verified Category 5e U/UTP Cable, low smoke zero halogen, blue jacket, 4 pair count, 4000 ft (1,220 m) length, reel | SYSTIMAX® | PowerSUM |  | Twisted pair cable
760080630 | VP360-SIDEPNL | Variant | GigaSPEED X10D® VisiPatch® 360 Side Panel Kit | SYSTIMAX® | VisiPatch® |  | Side panel kit
760080671 | 1071E BLU C6 4/23 U/UTP R3000 | Variant of 1071E | GigaSPEED XL® 1071E ETL Verified Category 6 U/UTP Cable, non-plenum, blue jacket, 4 pair count, 3000 ft (914 m) length, reel | SYSTIMAX® | GigaSPEED XL® |  | Twisted pair cable
760081307 | 1071E GRN C6 4/23 U/UTP R3000 | Variant of 1071E | GigaSPEED XL® 1071E ETL Verified Category 6 U/UTP Cable, non-plenum, green jacket, 4 pair count, 3000 ft (914 m) length, reel | SYSTIMAX® | GigaSPEED XL® |  | Twisted pair cable
760080689 | 1071E YEL C6 4/23 U/UTP R3000 | Variant of 1071E | GigaSPEED XL® 1071E ETL Verified Category 6 U/UTP Cable, non-plenum, yellow jacket, 4 pair count, 3000 ft (914 m) length, reel | SYSTIMAX® | GigaSPEED XL® |  | Twisted pair cable
760081315 | 3291B BLU C6A 4/23 F/UTP R1000 | Variant of 3291B | GigaSPEED X10D® 3291B Category 6A F/UTP Cable, low smoke zero halogen, blue jacket, 4 pair count, 1000 ft (305 m) length, reel | SYSTIMAX® | GigaSPEED X10D® |  | Twisted pair cable
760082990 | 2061F RD 4/24 R3000 | Variant of 2061F | PowerSUM 2061F ETL Verified Category 5e U/UTP Cable, plenum, red jacket, 4 pair count, 3000 ft (914 m) length, reel | SYSTIMAX® | PowerSUM |  | Twisted pair cable
760004671 | 1061C BL 4/24 W1000 | Variant of 1061C | PowerSUM 1061C ETL Verified Category 5e U/UTP Cable, non-plenum CM rated, blue jacket, 4 pair count, 1000 ft (305 m) length, WE TOTE® box | SYSTIMAX® | PowerSUM |  | Twisted pair cable
760004689 | 1071E BLU C6 4/23 U/UTP W1000 | Variant of 1071E | GigaSPEED XL® 1071E ETL Verified Category 6 U/UTP Cable, non-plenum, blue jacket, 4 pair count, 1000 ft (305 m) length, WE TOTE® box | SYSTIMAX® | GigaSPEED XL® |  | Twisted pair cable
760008888 | 1571A BLK 4/24 R1000 | Variant of 1571A | GigaSPEED XL® 1571 Category 6 U/UTP Cable, outdoor, black jacket, 4 pair count, 1000 ft (305 m) length, reel | SYSTIMAX® | GigaSPEED XL® |  | Twisted pair cable
760021212 | 2071E LIL C6 4/23 U/UTP R3000 | Variant of 2071E | GigaSPEED XL® 2071E ETL Verified Category 6 U/UTP Cable, plenum, lilac jacket, 4 pair count, 3000 ft (914 m) length, reel | SYSTIMAX® | GigaSPEED XL® |  | Twisted pair cable
760033936 | 600G2-1U-UP-SD | Variant | G2 1U Sliding Faceplate Panel | CommScope® |  |  | Fiber patch panel
760040089 | 1071E WHT C6 4/23 U/UTP R3000 | Variant of 1071E | GigaSPEED XL® 1071E ETL Verified Category 6 U/UTP Cable, non-plenum, white jacket, 4 pair count, 3000 ft (914 m) length, reel | SYSTIMAX® | GigaSPEED XL® |  | Twisted pair cable
760040097 | 1071E SLT C6 4/23 U/UTP R3000 | Variant of 1071E | GigaSPEED XL® 1071E ETL Verified Category 6 U/UTP Cable, non-plenum, slate jacket, 4 pair count, 3000 ft (914 m) length, reel | SYSTIMAX® | GigaSPEED XL® |  | Twisted pair cable
760039610 | 1071E GRN C6 4/23 U/UTP W1000 | Variant of 1071E | GigaSPEED XL® 1071E ETL Verified Category 6 U/UTP Cable, non-plenum, green jacket, 4 pair count, 1000 ft (305 m) length, WE TOTE® box | SYSTIMAX® | GigaSPEED XL® |  | Twisted pair cable
760040105 | 1071E LBL C6 4/23 U/UTP R3000 | Variant of 1071E | GigaSPEED XL® 1071E ETL Verified Category 6 U/UTP Cable, non-plenum, light blue, 4 pair count, 3000 ft (914 m) length, reel | SYSTIMAX® | GigaSPEED XL® |  | Twisted pair cable
760041954 | 2061F OR 4/24 W1000 | Variant of 2061F | PowerSUM 2061F ETL Verified Category 5e U/UTP Cable, plenum, orange jacket, 4 pair count, 1000 ft (305 m) length, WE TOTE® box | SYSTIMAX® | PowerSUM |  | Twisted pair cable
760039644 | 1071E PRP C6 4/23 U/UTP W1000 | Variant of 1071E | GigaSPEED XL® 1071E ETL Verified Category 6 U/UTP Cable, non-plenum, purple jacket, 4 pair count, 1000 ft (305 m) length, WE TOTE® box | SYSTIMAX® | GigaSPEED XL® |  | Twisted pair cable
760041939 | 2061F SL 4/24 W1000 | Variant of 2061F | PowerSUM 2061F ETL Verified Category 5e U/UTP Cable, plenum, slate jacket, 4 pair count, 1000 ft (305 m) length, WE TOTE® box | SYSTIMAX® | PowerSUM |  | Twisted pair cable
760041947 | 2061F YL 4/24 W1000 | Variant of 2061F | PowerSUM 2061F ETL Verified Category 5e U/UTP Cable, plenum, yellow jacket, 4 pair count, 1000 ft (305 m) length, WE TOTE® box | SYSTIMAX® | PowerSUM |  | Twisted pair cable
760047555 | 2071E YEL C6 4/23 U/UTP R3000 | Variant of 2071E | GigaSPEED XL® 2071E ETL Verified Category 6 U/UTP Cable, plenum, yellow jacket, 4 pair count, 3000 ft (914 m) length, reel | SYSTIMAX® | GigaSPEED XL® |  | Twisted pair cable
760049650 | 2061F WH 4/24 R3000 | Variant of 2061F | PowerSUM 2061F ETL Verified Category 5e U/UTP Cable, plenum, white jacket, 4 pair count, 3000 ft (914 m) length, reel | SYSTIMAX® | PowerSUM |  | Twisted pair cable
760049643 | 2061F BL 4/24 R3000 | Variant of 2061F | PowerSUM 2061F ETL Verified Category 5e U/UTP Cable, plenum, blue jacket, 4 pair count, 3000 ft (914 m) length, reel | SYSTIMAX® | PowerSUM |  | Twisted pair cable
760049676 | 2061F YL 4/24 R3000 | Variant of 2061F | PowerSUM 2061F ETL Verified Category 5e U/UTP Cable, plenum, yellow jacket, 4 pair count, 3000 ft (914 m) length, reel | SYSTIMAX® | PowerSUM |  | Twisted pair cable
760050963 | 1071E SLT C6 4/23 U/UTP W1000 (ANATEL) | Variant of 1071E | GigaSPEED XL® 1071E ETL Verified Category 6 U/UTP Cable, non-plenum, slate jacket, 4 pair count, 1000 ft (305 m) length, WE TOTE® box, ANATEL | SYSTIMAX® | GigaSPEED XL® |  | Twisted pair cable
760051458 | 1071E BLU C6 4/23 U/UTP W1000 (ANATEL) | Variant of 1071E | GigaSPEED XL® 1071E ETL Verified Category 6 U/UTP Cable, non-plenum, blue jacket, 4 pair count, 1000 ft (305 m) length, WE TOTE® box, ANATEL | SYSTIMAX® | GigaSPEED XL® |  | Twisted pair cable
760049692 | 2061F SG 4/24 R3000 | Variant of 2061F | PowerSUM 2061F ETL Verified Category 5e U/UTP Cable, plenum, spring green Jacket, 4 pair count, 3000 ft (914 m) length, reel | SYSTIMAX® | PowerSUM |  | Twisted pair cable
760092379 | MGS600-OR | Variant of MGS600 | GigaSPEED X10D® M-Series Modular Jack, RJ45, Cat6A Unshielded, Orange | SYSTIMAX® | GigaSPEED X10D® | MGS600 | Modular jack
760092460 | MGS600-VI | Variant of MGS600 | GigaSPEED X10D® M-Series Modular Jack, RJ45, Cat6A Unshielded, Violet | SYSTIMAX® | GigaSPEED X10D® | MGS600 | Modular jack
760092403 | MGS600-GN | Variant of MGS600 | GigaSPEED X10D® M-Series Modular Jack, RJ45, Cat6A Unshielded, Green | SYSTIMAX® | GigaSPEED X10D® | MGS600 | Modular jack
760092411 | MGS600-IV | Variant of MGS600 | GigaSPEED X10D® M-Series Modular Jack, RJ45, Cat6A Unshielded, Ivory | SYSTIMAX® | GigaSPEED X10D® | MGS600 | Modular jack
760092429 | MGS600-WH | Variant of MGS600 | GigaSPEED X10D® M-Series Modular Jack, RJ45, Cat6A Unshielded, White | SYSTIMAX® | GigaSPEED X10D® | MGS600 | Modular jack
760093286 | 1071E PRP C6 4/23 U/UTP R1000 | Variant of 1071E | GigaSPEED XL® 1071E ETL Verified Category 6 U/UTP Cable, non-plenum, purple jacket, 4 pair count, 1000 ft (305 m) length, reel | SYSTIMAX® | GigaSPEED XL® |  | Twisted pair cable
760092452 | MGS600-BL | Variant of MGS600 | GigaSPEED X10D® M-Series Modular Jack, RJ45, Cat6A Unshielded, Blue | SYSTIMAX® | GigaSPEED X10D® | MGS600 | Modular jack
760095554 | 3071E SLT C6 4/23 U/UTP W1000 | Variant of 3071E | GigaSPEED XL® 3071 ETL Verified Category 6 U/UTP Cable, low smoke zero halogen, slate jacket, 4 pair count, 1000 ft (305 m) length, WE TOTE® box | SYSTIMAX® | GigaSPEED XL® |  | Twisted pair cable
760099424 | SM-CL | Variant | SecureMAX™ Patch Cord Lock | SYSTIMAX® |  |  | Tool
760099432 | SM-CL-KEY | Variant | SecureMAX™ Patch Cord Lock Key with key chain | SYSTIMAX® |  |  | Tool
760102145 | SM-CL-KIT | Variant | SecureMAX™ Patch Cord Lock Kit (25 ea/pkg) | SYSTIMAX® |  |  | Tool
760238839 | DM12-12LC-WB-ULL | Variant of G2-MODULES | G2 ULL Multimode OM5 MPO-12 Distribution Module, 12LC to 1X12f MPOs unpinned, internal shutters | CommScope® | SYSTIMAX ULL | G2 | Fiber module
760238896 | EHD12-DM-24LA-SM-B-LLM | Variant of EHD-MODULES | EHD LL Singlemode MPO-12 distribution module, 24LC/APC to 2x12f MPOs pinned, dust plugs | CommScope® |  | EHD | Fiber module
760238837 | DM12-12LC-SM-ULL | Variant of G2-MODULES | G2 ULL Singlemode MPO-12 Distribution Module, 12LC to 1X12f MPOs unpinned, internal shutters | CommScope® | SYSTIMAX ULL | G2 | Fiber module
760239066 | UDS-2U-BK-LA-A | Variant of UDS-PANELS | UDS 2RU splice panel, 144 duplex LC/APC ports, Method A | CommScope® |  | UDS | Fiber patch/splice panel
760238951 | FD-8-1U-A | Variant of FD-PANELS | 1RU patch panel which interfaces with QSFP ports to easily break them out in LC connections. The MPO and LC ports are both front facing for easy mapping and patching. 10 singlemode MPO-8 and 40 duplex shuttered LC ports, Method A | CommScope® |  | FD | Fiber patch panel
760239078 | UDS-6U-BK-LC-A-ULL | Variant of UDS-PANELS | UDS 6RU splice panel, 432 duplex LC/UPC ports, Method A, ULL | CommScope® |  | UDS | Fiber patch/splice panel
760239079 | UDS-6U-WH-LC-A-ULL | Variant of UDS-PANELS | UDS 6RU splice panel, 432 duplex LC/UPC ports Method A, ULL | CommScope® |  | UDS | Fiber patch/splice panel
760239081 | UDS-6U-WH-LC-B-ULL | Variant of UDS-PANELS | UDS 6RU splice panel, 432 duplex LC/UPC ports, Enhanced Method B, White, ULL | CommScope® |  | UDS | Fiber patch/splice panel
760239073 | UDS-6U-WH-LA-B | Variant of UDS-PANELS | UDS 6RU splice panel, 432 duplex LC/APC ports, Enhanced Method B | CommScope® |  | UDS | Fiber patch/splice panel
760239368 | EHD12-DM-24LA-SM-B-LL | Variant of EHD-MODULES | EHD LL Singlemode MPO-12 distribution module, 24LC/APC to 2x12f MPOs unpinned, dust plugs | CommScope® |  | EHD | Fiber module
760239558 | HD-SP-iP-1U-48F-LC-DP | Variant of HD-PANELS | HD SP iPATCH 1U 48F-LC Distribution Panel | CommScope® | iPatch® ¦ imVision® | HD | Fiber patch panel
760150144 | 360-IPR-MFTP-E-HD6B-1U-24 | Variant of 360-MFTP-PANELS | SYSTIMAX 360™ GigaSPEED X10D® Evolve High Density Shielded Modular Panel, 24 port | SYSTIMAX® | GigaSPEED X10D® ¦ SYSTIMAX 360™ | NA | RJ45 patch panel
760151183 | 360-IPR-1100-GS6-DM6 | Variant | SYSTIMAX 360™ GigaSPEED X10D® Unshielded Distribution Module Cat6A, 6 port, Gray | SYSTIMAX® | GigaSPEED X10D® ¦ SYSTIMAX 360™ |  | Module
760151746 | 360-IPR-MFTPA-E-HD6B-2U-48 | Variant of 360-MFTP-PANELS | SYSTIMAX 360™ GigaSPEED X10D® Shielded Angled Modular Panel, 2U, 48 port, Silver | SYSTIMAX® | GigaSPEED X10D® ¦ SYSTIMAX 360™ | NA | RJ45 patch panel
760151878 | 5061A WH 4/24 W1000 | Variant | PowerSUM 5061A ETL Verified Category 5e U/UTP Cable, LSHZ, non-plenum CMR rated, white jacket, 4 pair count, 1000 ft (305 m) length, WE TOTE® box | SYSTIMAX® | PowerSUM |  | Twisted pair cable |  | Discontinued
760151779 | 360-IPR-1100A-E-GS6-2U-48 | Variant of 360-DM-PANELS | SYSTIMAX 360™ GigaSPEED X10D® Unshielded Angled Panel Cat6A, 2U, 48 port, Silver | SYSTIMAX® | GigaSPEED X10D® ¦ SYSTIMAX 360™ | NA | RJ45 patch panel
760151787 | 1261F WH 4/24 R1000 | Variant | Category 5e F/UTP 1261F Cable, non-plenum, white jacket, 4 pair count, 1000 ft (305 m) length, reel | SYSTIMAX® |  |  | Twisted pair cable
760151928 | 5091A BL 4/23 W1000 | Variant | GigaSPEED X10D® 5091A ETL Verified Category 6A U/UTP Cable, LSZH, non-plenum CMR rated, blue jacket, 4 pair count, 1000 ft (305 m) length, WE TOTE® box | SYSTIMAX® | GigaSPEED X10D® |  | Twisted pair cable
760151498 | 360-IPR-MFTP-E-HD6B-2U-48 | Variant of 360-MFTP-PANELS | SYSTIMAX 360™ GigaSPEED X10D® Shielded Modular Panel, 2U, 48 port, Silver | SYSTIMAX® | GigaSPEED X10D® ¦ SYSTIMAX 360™ | NA | RJ45 patch panel
760151936 | 5091A WH 4/23 W1000 | Variant | GigaSPEED X10D® 5091A ETL Verified Category 6A U/UTP Cable, LSZH, non-plenum CMR rated, white jacket, 4 pair count, 1000 ft (305 m) length, WE TOTE® box | SYSTIMAX® | GigaSPEED X10D® |  | Twisted pair cable
760152546 | 360-E-C-2U | Variant | SYSTIMAX 360™ Evolve Panel Front Cover 2U | SYSTIMAX® | SYSTIMAX 360™ |  | Cover
760154039 | 2091B LBL C6A 4/23 U/UTP W1000 | Variant of 2091B | GigaSPEED X10D® 2091B ETL Verified Category 6A U/UTP Cable, light blue jacket, 4 pair count, 1000 ft (305 m) length, WE TOTE® box | SYSTIMAX® | GigaSPEED X10D® |  | Twisted pair cable
760154377 | 3061A BL 4/24 W1000 | Variant of 3061A | PowerSUM 3061A ETL Verified Category 5e U/UTP Cable, low smoke zero halogen, blue jacket, 4 pair count, 1000 ft (305 m) length, WE TOTE® box | SYSTIMAX® | PowerSUM |  | Twisted pair cable
760157651 | 3071E SLT C6 4/23 U/UTP R3000 | Variant of 3071E | GigaSPEED XL® 3071 ETL Verified Category 6 U/UTP Cable, low smoke zero halogen, slate jacket, 4 pair count, 3000 ft (914 m) length, reel; | SYSTIMAX® | GigaSPEED XL® |  | Twisted pair cable
760157669 | 3071E SGR C6 4/23 U/UTP W1000 | Variant of 3071E | GigaSPEED XL® 3071 ETL Verified Category 6 U/UTP Cable, low smoke zero halogen, spring green jacket, 4 pair count, 1000 ft (305 m) length, WE TOTE® box | SYSTIMAX® | GigaSPEED XL® |  | Twisted pair cable
760157685 | 3071E BLK C6 4/23 U/UTP W1000 | Variant of 3071E | GigaSPEED XL® 3071 ETL Verified Category 6 U/UTP Cable, low smoke zero halogen, black jacket, 4 pair count, 1000 ft (305 m) length, WE TOTE® box | SYSTIMAX® | GigaSPEED XL® |  | Twisted pair cable
760158741 | 3061A SL 4/24 W1000 | Variant of 3061A | PowerSUM 3061A ETL Verified Category 5e U/UTP Cable, low smoke zero halogen, slate jacket, 4 pair count, 1000 ft (305 m) length, WE TOTE® box | SYSTIMAX® | PowerSUM |  | Twisted pair cable
760231506 | HD-1U-SP | Variant of HD-PANELS | High Density 1U Sliding fiber Splice Panel, accepts (4) G2 modules, providing up to 48 duplex LC ports, accepts splice wallets, RoloSplice trays and stackable splice trays | CommScope® |  | HD | Fiber patch/splice panel
760231514 | HD-2U-SP | Variant of HD-PANELS | High Density 2U Sliding Fiber Splice Panel for holding up to 8 G2 modules (96 duplex LC ports) and Splice Wallet® / RoloSplice® / 360-LP-STACK splice tray kits (between 96 and 192 single fusion splices). | CommScope® |  | HD | Fiber patch/splice panel
760231522 | HD-4U-SP | Variant of HD-PANELS | High Density 4U Sliding Fiber Splice Panel, to accommodate a maximum of 192 single fusion splices when using the Splice Wallet® or 128 single fusion splices when using the RoloSplice® splice tray organizers | CommScope® |  | HD | Fiber patch/splice panel
760233833 | RJ45-PB-RD-100 | Variant of RJ45-PORT-BLOCKER | RJ45 Port Blocker, Red (100 ea/pkg) | CommScope® |  |  | Port blocker
760233841 | RJ45-PB-YL-100 | Variant of RJ45-PORT-BLOCKER | RJ45 Port Blocker, Yellow (100 ea/pkg) | CommScope® |  |  | Port blocker
760233858 | RJ45-PB-GN-100 | Variant of RJ45-PORT-BLOCKER | RJ45 Port Blocker, Green (100 ea/pkg) | CommScope® |  |  | Port blocker
760233866 | RJ45-PB-OR-100 | Variant of RJ45-PORT-BLOCKER | RJ45 Port Blocker, Orange (100 ea/pkg) | CommScope® |  |  | Port blocker
760233874 | RJ45-PB-VI-100 | Variant of RJ45-PORT-BLOCKER | RJ45 Port Blocker, Violet (100 ea/pkg) | CommScope® |  |  | Port blocker
760233882 | RJ45-PB-PK-100 | Variant of RJ45-PORT-BLOCKER | RJ45 Port Blocker, Pink (100 ea/pkg) | CommScope® |  |  | Port blocker
760235585 | CCA-CAT6-LSZH-BLACK-N018 | Variant of CCA-CORDS | CommScope® Category 6 U/UTP Cord, LSZH , RJ45 to Ceiling connector, 1.5 ft, black | CommScope® |  |  | Twisted pair patch cord
760235586 | CCA-CAT6-LSZH-WHITE-N018 | Variant of CCA-CORDS | CommScope® Category 6 U/UTP Cord, LSZH , RJ45 to Ceiling connector, 1.5 ft, white | CommScope® |  |  | Twisted pair patch cord
760235591 | CCA-CAT6A-PLENUM-BLACK-N018 | Variant of CCA-CORDS | CommScope® Category 6A U/UTP Cord, Plenum , RJ45 to Ceiling connector, 1.5 ft, black | CommScope® |  |  | Twisted pair patch cord
760236037 | 3091B ORG C6A 4/23 U/UTP W1000 | Variant of 3091B | GigaSPEED X10D® 3091B ETL Verified Category 6A U/UTP Cable, orange jacket, 4 pair count, 1000 ft (305 m) length, WE TOTE® box | SYSTIMAX® | GigaSPEED X10D® |  | Twisted pair cable
760236106 | UD-HD-DIVIDER | Variant | Ultra High Density and High Density Trough Divider Kit | CommScope® |  | UD | Cable management hardware
760236119 | DM12iP-24LC-WB-ULL | Variant of G2-MODULES | G2 ULL Multimode OM5 MPO-12 Distribution Module, 2x12F MPO unpinned to 24F LC Lime Green, Method B Enhanced, iPatch Ready | CommScope® | SYSTIMAX ULL |  | Fiber module
760236108 | DM08-24LC-LS-ULL | Variant of G2-MODULES | G2 ULL Multimode OM4 MPO-8 Distribution Module, 24LC to 3x8f MPOs unpinned, internal shutters | CommScope® | SYSTIMAX ULL | G2 | Fiber module
760235988 | UD-HD-COVER | Variant | Ultra Density and High Density Fiber Shelf Trough Cover | CommScope® |  | UD | Cable management hardware
760236121 | DM24iP-24LC-WB-ULL | Variant of G2-MODULES | G2 ULL Multimode OM5 MPO-24 Distribution Module, 1x24F MPO unpinned to 24F LC Lime Green, Method B Enhanced, iPatch Ready | CommScope® | SYSTIMAX ULL |  | Fiber module
760236110 | DM12-24LC-LS-ULL | Variant of G2-MODULES | G2 ULL Multimode OM4 MPO-12 Distribution Module, 24LC to 2X12f MPOs unpinned, internal shutters | CommScope® | SYSTIMAX ULL | G2 | Fiber module
760235989 | HD-SP-COVER | Variant | HD Splice Fiber Shelf Trough Cover | CommScope® |  | UD | Cable management hardware
760236112 | DM24-24LC-LS-ULL | Variant of G2-MODULES | G2 ULL Multimode OM4 MPO-24 Distribution Module, 24LC to 1X24f MPO unpinned, internal shutters | CommScope® | SYSTIMAX ULL | G2 | Fiber module
760236118 | DM12iP-24LC-LS-ULL | Variant of G2-MODULES | G2 ULL Multimode OM4 MPO-12 Distribution Module, 2x12F MPO unpinned to 24F LC Aqua, Method B Enhanced, iPatch Ready | CommScope® | SYSTIMAX ULL |  | Fiber module
760245325 | CM12-2X3-LS-A | Variant of G2-MODULES | G2 MPOptimate® Multimode OM4 Conversion Module, (2) MPO-12 pinned ports rear, (3) MPO-8 pinned front, Method A Pair Straight | CommScope® | MPOptimate® |  | Fiber module
760245327 | CM24-1X3-LS-A | Variant of G2-MODULES | G2 MPOptimate® Multimode OM4 Conversion Module, (1) MPO-24 pinned ports rear, (3) MPO-8 pinned front, Method A Pair Straight | CommScope® | MPOptimate® |  | Fiber module
760245328 | CM24-2x6-LS-A | Variant of G2-MODULES | G2 MPOptimate® Multimode OM4 Conversion Module, (2) MPO-24 pinned ports rear, (6) MPO-8 pinned front, Method A Pair Straight | CommScope® | MPOptimate® |  | Fiber module
760241437 | 3296A BL 4/23 R1640 | Variant | 3296A Category 6A F/FTP Cable, low smoke zero halogen, blue jacket, 4 pair count, 1640 ft (500 m) length, reel | SYSTIMAX® |  |  | Twisted pair cable
760241438 | 3296A RD 4/23 R1640 | Variant | 3296A Category 6A F/FTP Cable, low smoke zero halogen, red jacket, 4 pair count, 1640 ft (500 m) length, reel | SYSTIMAX® |  |  | Twisted pair cable
760241439 | 3296A GR 4/23 R1640 | Variant | 3296A Category 6A F/FTP Cable, low smoke zero halogen, green jacket, 4 pair count, 1640 ft (500 m) length, reel | SYSTIMAX® |  |  | Twisted pair cable
760241517 | EPX-1U-MOD-OPEN-F-FX (AGL-1U-FX) | Variant of EPX-PANELS | EPX 1U fixed panel, accepts (4) G2 modules or adapter packs providing up to 48 duplex LC or 32 MPO ports | CommScope® |  | EPX | Fiber patch panel
760241725 |  | Variant | Fiber Optic Panel, 1U, unloaded, for holding up to 3 LGX/1000 modules, black | CommScope® |  | 1000-style | Fiber patch panel
760242266 | FD-8-1U-B-LS | Variant of FD-PANELS | 1RU patch panel which interfaces with MPO-8 ports including QSFP to easily break them out into LC connections. The MPO and shuttered LC ports are both front facing for easy mapping and patching. 10 MPO-8 and 40 duplex LC ports, OM4, Enhanced Method B | CommScope® |  | FD | Fiber patch panel
760242502 | DM24-24LC-LS-AF | Variant of G2-MODULES | G2 MPOptimate® Multimode OM4 MPO-24 Distribution Module, 24LC to 1x24f MPO pinned , internal shutters | CommScope® |  | G2 | Fiber module
760241923 | 3071E-B WHT C6 4/23 U/UTP W1000 | Variant of 3071E | GigaSPEED XL® 3071E-B ETL Verified Category 6 U/UTP Cable, low smoke zero halogen, white jacket, 4 pair count, 1000 ft (305 m) length, WE TOTE® box | SYSTIMAX® | GigaSPEED XL® |  | Twisted pair cable
760242494 | DM12-12LC-LS-AF | Variant of G2-MODULES | G2 MPOptimate® Multimode OM4 MPO-12 Distribution Module, 12LC to 1x12f MPO pinned, internal shutters | CommScope® |  | G2 | Fiber module
760242495 | DM12-24LC-LS-AS | Variant of G2-MODULES | G2 MPOptimate® Multimode OM4 MPO-12 Distribution Module, 24LC to 2x12f MPO's pinned, internal shutters | CommScope® |  | G2 | Fiber module
760242497 | DM24-24LC-LS-AS | Variant of G2-MODULES | G2 MPOptimate® Multimode OM4 MPO-24 Distribution Module, 24LC to 1x24f MPO pinned, internal shutters | CommScope® |  | G2 | Fiber module
760242970 | 360DMiP-12LCA-SM | Variant of G2-MODULES | InstaPATCH® 360 TeraSPEED® APC Module, 12 LC fibers (6 duplex ports), Green, iPatch Ready | CommScope® |  |  | Fiber module
760242972 | 360DMiP-24LC-SM | Variant of G2-MODULES | InstaPATCH® 360 TeraSPEED® Standard Module, 24 LC fibers (12 duplex ports), Blue, iPatch Ready | CommScope® |  |  | Fiber module
760242973 | 360DMiP-24LC-WB | Variant of G2-MODULES | InstaPATCH® 360 LazrSPEED® WideBand Module, 24 LC ports, Lime Green, iPatch Ready | CommScope® |  |  | Fiber module
760243043 | DM12iP-12LC-LS-ULL | Variant of G2-MODULES | G2 ULL Multimode OM4 MPO-12 Distribution Module, 1x12F MPO unpinned to 12F LC Aqua, Method B Enhanced, iPatch Ready | CommScope® | SYSTIMAX ULL |  | Fiber module
760242968 | 360DMiP-12LC-SM | Variant of G2-MODULES | InstaPATCH® 360 TeraSPEED® Standard Module, 12 LC fibers (6 duplex ports), Blue, iPatch Ready | CommScope® |  |  | Fiber module
760243044 | DM12iP-12LC-SM-ULL | Variant of G2-MODULES | G2 ULL Singlemode MPO-12 Distribution Module, 1x12F MPO unpinned to 12F LC Blue, Method B Enhanced, iPatch Ready | CommScope® | SYSTIMAX ULL |  | Fiber module
760243201 | CHD12-DM-12LC-SM-B-ULLM | Variant of CHD-MODULES | CHD ULL Singlemode MPO-12 distribution module, 12LC to 1x12f MPO pinned, dust plugs | CommScope® | SYSTIMAX ULL | CHD | Fiber module
760128207 | 360-PM-GS6-2U-48 | Variant of 360-DM-PANELS | SYSTIMAX 360™ GigaSPEED X10D® PATCHMAX® GS6 Unshielded Patch Panel, Cat6A, 48 port, Silver | SYSTIMAX® | GigaSPEED X10D® ¦ SYSTIMAX 360™ | NA | RJ45 patch panel
760131268 | 3298A WH 4/22 R1640 | Variant | 3298A Category 7A S/FTP Cable, low smoke zero halogen, white jacket, 4 pair count, 1640 ft (500 m) length, reel | CommScope® |  |  | Twisted pair cable
760135079 | 3071E RED C6 4/23 U/UTP W1000 | Variant of 3071E | GigaSPEED XL® 3071 ETL Verified Category 6 U/UTP Cable, low smoke zero halogen, red jacket, 4 pair count, 1000 ft (305 m) length, WE TOTE® box | SYSTIMAX® | GigaSPEED XL® |  | Twisted pair cable
760135061 | 3071E LIL C6 4/23 U/UTP W1000 | Variant of 3071E | GigaSPEED XL® 3071 ETL Verified Category 6 U/UTP Cable, low smoke zero halogen, lilac jacket, 4 pair count, 1000 ft (305 m) length, WE TOTE® box | SYSTIMAX® | GigaSPEED XL® |  | Twisted pair cable
CHD-1U-W |  | Variant of CHD-PANELS | SYSTIMAX® CHD 1U sliding tray fiber panel, accepts (12) CHD ULL modules, splice cassettes or MPO panels, providing up to 72 duplex LC ports or up to 72 MPO ports, white, High Speed Migration | CommScope® |  | CHD | Fiber patch panel |  | Discontinued
760244847 | CHD08-DM-8LC-SM-B-ULL | Variant of CHD-MODULES | CHD ULL MPO-8 distribution module, 8LC to 1x8f MPO unpinned, TeraSPEED OS2, Method B Enhanced, dust plugs | CommScope® | SYSTIMAX ULL | CHD | Fiber module |  | Discontinued
UGGMYMYCP |  | Base Product | Ultra Low Loss (ULL) Singlemode MPO12 (Pinned) Push Pull to MPO12 (Pinned) Push Pull, Fiber Trunk Cable Assembly, 288-Fiber, Plenum | CommScope® | Propel |  | Fiber trunk cable assembly
UGGMYMYCN |  | Base Product | Ultra Low Loss (ULL) Singlemode MPO12 (Pinned) Push Pull to MPO12 (Pinned) Push Pull, Fiber Trunk Cable Assembly, 192-Fiber, Plenum | CommScope® | Propel |  | Fiber trunk cable assembly
UJGMWMWCF |  | Base Product | Ultra Low Loss (ULL) Singlemode MPO12 (Non-Pinned) Push Pull to MPO12 (Non-Pinned) Push Pull, Fiber Trunk Cable Assembly, 24-Fiber, Dual Rated (OFNR/LSZH) | CommScope® | Propel |  | Fiber trunk cable assembly
UJGMWMWCG |  | Base Product | Ultra Low Loss (ULL) Singlemode MPO12 (Non-Pinned) Push Pull to MPO12 (Non-Pinned) Push Pull, Fiber Trunk Cable Assembly, 36-Fiber, Dual Rated (OFNR/LSZH) | CommScope® | Propel |  | Fiber trunk cable assembly
UJGMWMWCL |  | Base Product | Ultra Low Loss (ULL) Singlemode MPO12 (Non-Pinned) Push Pull to MPO12 (Non-Pinned) Push Pull, Fiber Trunk Cable Assembly, 96-Fiber, Dual Rated (OFNR/LSZH) | CommScope® | Propel |  | Fiber trunk cable assembly
UJGMWMWCP |  | Base Product | Ultra Low Loss (ULL) Singlemode MPO12 (Non-Pinned) Push Pull to MPO12 (Non-Pinned) Push Pull, Fiber Trunk Cable Assembly, 288-Fiber, Dual Rated (OFNR/LSZH) | CommScope® | Propel |  | Fiber trunk cable assembly
UJGMWMWCN |  | Base Product | Ultra Low Loss (ULL) Singlemode MPO12 (Non-Pinned) Push Pull to MPO12 (Non-Pinned) Push Pull, Fiber Trunk Cable Assembly, 192-Fiber, Dual Rated (OFNR/LSZH) | CommScope® | Propel |  | Fiber trunk cable assembly
UJGMYMYCH |  | Base Product | Ultra Low Loss (ULL) Singlemode MPO12 (Pinned) Push Pull to MPO12 (Pinned) Push Pull, Fiber Trunk Cable Assembly, 48-Fiber, Dual Rated (OFNR/LSZH) | CommScope® | Propel |  | Fiber trunk cable assembly
UJGMYMYCK |  | Base Product | Ultra Low Loss (ULL) Singlemode MPO12 (Pinned) Push Pull to MPO12 (Pinned) Push Pull, Fiber Trunk Cable Assembly, 72-Fiber, Dual Rated (OFNR/LSZH) | CommScope® | Propel |  | Fiber trunk cable assembly
UJGMYMYCP |  | Base Product | Ultra Low Loss (ULL) Singlemode MPO12 (Pinned) Push Pull to MPO12 (Pinned) Push Pull, Fiber Trunk Cable Assembly, 288-Fiber, Dual Rated (OFNR/LSZH) | CommScope® | Propel |  | Fiber trunk cable assembly
UJGMYMYCN |  | Base Product | Ultra Low Loss (ULL) Singlemode MPO12 (Pinned) Push Pull to MPO12 (Pinned) Push Pull, Fiber Trunk Cable Assembly, 192-Fiber, Dual Rated (OFNR/LSZH) | CommScope® | Propel |  | Fiber trunk cable assembly
UQGMWMWUD |  | Base Product | Ultra Low Loss (ULL) Singlemode MPO12 (Non-Pinned) Push Pull to MPO12 (Non-Pinned) Push Pull, Fiber Array Cable Assembly, 12-Fiber, Plenum | CommScope® | Propel |  | Fiber array cable assembly
URGMWMWUD |  | Base Product | Ultra Low Loss (ULL) Singlemode MPO12 (Non-Pinned) Push Pull to MPO12 (Non-Pinned) Push Pull, Fiber Array Cable Assembly, 12-Fiber, Dual Rated (OFNR/LSZH) | CommScope® | Propel |  | Fiber array cable assembly
UQGMWLUUD |  | Base Product | Ultra Low Loss (ULL) Singlemode MPO12 (Non-Pinned) Push Pull to LC/UPC Uniboot, Fiber Array Cable Assembly, 12-Fiber, Plenum | CommScope® | Propel |  | Fiber array cable assembly
U4GMWLUCL |  | Base Product | Ultra Low Loss (ULL) Singlemode MPO12 (Non-Pinned) Push Pull to LC/UPC Uniboot Ruggedized fanout Cable, 96-Fiber, LSZH, 12 fiber PmP 2.0 mm /B2ca | CommScope® | Propel |  | Ruggedized fanout
U4GMWLUCP |  | Base Product | Ultra Low Loss (ULL) Singlemode MPO12 (Non-Pinned) Push Pull to LC/UPC Uniboot Ruggedized fanout Cable, 288-Fiber, LSZH, 12 fiber PmP 2.0 mm /B2ca | CommScope® | Propel |  | Ruggedized fanout
U4GMWLUCN |  | Base Product | Ultra Low Loss (ULL) Singlemode MPO12 (Non-Pinned) Push Pull to LC/UPC Uniboot Ruggedized fanout Cable, 192-Fiber, LSZH, 12 fiber PmP 2.0 mm /B2ca | CommScope® | Propel |  | Ruggedized fanout
ULGMWLUCF |  | Base Product | Ultra Low Loss (ULL) Singlemode MPO12 (Non-Pinned) Push Pull to LC/UPC Uniboot Ruggedized fanout Cable, 24-Fiber, Plenum, 12 fiber PmP 2.0 mm | CommScope® | Propel |  | Ruggedized fanout
ULGMWLUCL |  | Base Product | Ultra Low Loss (ULL) Singlemode MPO12 (Non-Pinned) Push Pull to LC/UPC Uniboot Ruggedized fanout Cable, 96-Fiber, Plenum, 12 fiber PmP 2.0 mm | CommScope® | Propel |  | Ruggedized fanout
ULGMWLUCM |  | Base Product | Ultra Low Loss (ULL) Singlemode MPO12 (Non-Pinned) Push Pull to LC/UPC Uniboot Ruggedized fanout Cable, 144-Fiber, Plenum, 12 fiber PmP 2.0 mm | CommScope® | Propel |  | Ruggedized fanout
UNGMWLUCH |  | Base Product | Ultra Low Loss (ULL) Singlemode MPO12 (Non-Pinned) Push Pull to LC/UPC Uniboot Ruggedized fanout Cable, 48-Fiber, Dual Rated (OFNR/LSZH), 12 fiber PmP 2.0 mm | CommScope® | Propel |  | Ruggedized fanout
UNGMWLUCK |  | Base Product | Ultra Low Loss (ULL) Singlemode MPO12 (Non-Pinned) Push Pull to LC/UPC Uniboot Ruggedized fanout Cable, 72-Fiber, Dual Rated (OFNR/LSZH), 12 fiber PmP 2.0 mm | CommScope® | Propel |  | Ruggedized fanout
UNGMWLUCL |  | Base Product | Ultra Low Loss (ULL) Singlemode MPO12 (Non-Pinned) Push Pull to LC/UPC Uniboot Ruggedized fanout Cable, 96-Fiber, Dual Rated (OFNR/LSZH), 12 fiber PmP 2.0 mm | CommScope® | Propel |  | Ruggedized fanout
UNGMWLUCM |  | Base Product | Ultra Low Loss (ULL) Singlemode MPO12 (Non-Pinned) Push Pull to LC/UPC Uniboot Ruggedized fanout Cable, 144-Fiber, Dual Rated (OFNR/LSZH), 12 fiber PmP 2.0 mm | CommScope® | Propel |  | Ruggedized fanout
UNGMWLUCP |  | Base Product | Ultra Low Loss (ULL) Singlemode MPO12 (Non-Pinned) Push Pull to LC/UPC Uniboot Ruggedized fanout Cable, 288-Fiber, Dual Rated (OFNR/LSZH), 12 fiber PmP 2.0 mm | CommScope® | Propel |  | Ruggedized fanout
UQGMWQWHF |  | Base Product | Ultra Low Loss (ULL) Singlemode, 2X3, MPO12 (Non-Pinned) Push Pull to MPO8 (Non-Pinned) Push Pull, 24-Fiber, Conversion Array, Plenum | CommScope® | Propel |  | Fiber array cable assembly
U3GRWRW3R |  | Base Product | Ultra Low Loss (ULL) Singlemode G.657.A2 MPO16 (Non-Pinned) Push Pull to MPO16 (Non-Pinned) Push Pull, Fiber Trunk Cable Assembly, 16-Fiber, LSZH B2ca | CommScope® | Propel |  | Fiber trunk cable assembly
U3GRWRW3S |  | Base Product | Ultra Low Loss (ULL) Singlemode G.657.A2 MPO16 (Non-Pinned) Push Pull to MPO16 (Non-Pinned) Push Pull, Fiber Trunk Cable Assembly, 32-Fiber, LSZH B2ca | CommScope® | Propel |  | Fiber trunk cable assembly
U3GRWRW3H |  | Base Product | Ultra Low Loss (ULL) Singlemode G.657.A2 MPO16 (Non-Pinned) Push Pull to MPO16 (Non-Pinned) Push Pull, Fiber Trunk Cable Assembly, 48-Fiber, LSZH B2ca | CommScope® | Propel |  | Fiber trunk cable assembly
U3GRWRW3M |  | Base Product | Ultra Low Loss (ULL) Singlemode G.657.A2 MPO16 (Non-Pinned) Push Pull to MPO16 (Non-Pinned) Push Pull, Fiber Trunk Cable Assembly, 144-Fiber, LSZH B2ca | CommScope® | Propel |  | Fiber trunk cable assembly
U3GRWRW3N |  | Base Product | Ultra Low Loss (ULL) Singlemode G.657.A2 MPO16 (Non-Pinned) Push Pull to MPO16 (Non-Pinned) Push Pull, Fiber Trunk Cable Assembly, 192-Fiber, LSZH B2ca | CommScope® | Propel |  | Fiber trunk cable assembly
U3GRWRW3P |  | Base Product | Ultra Low Loss (ULL) Singlemode G.657.A2 MPO16 (Non-Pinned) Push Pull to MPO16 (Non-Pinned) Push Pull, Fiber Trunk Cable Assembly, 288-Fiber, LSZH B2ca | CommScope® | Propel |  | Fiber trunk cable assembly
U3GRWRW3W |  | Base Product | Ultra Low Loss (ULL) Singlemode G.657.A2 MPO16 (Non-Pinned) Push Pull to MPO16 (Non-Pinned) Push Pull, Fiber Trunk Cable Assembly, 576-Fiber, LSZH B2ca | CommScope® | Propel |  | Fiber trunk cable assembly
U3GRYRY3R |  | Base Product | Ultra Low Loss (ULL) Singlemode G.657.A2 MPO16 (Pinned) Push Pull to MPO16 (Pinned) Push Pull, Fiber Trunk Cable Assembly, 16-Fiber, LSZH B2ca | CommScope® | Propel |  | Fiber trunk cable assembly
U3GRYRY3S |  | Base Product | Ultra Low Loss (ULL) Singlemode G.657.A2 MPO16 (Pinned) Push Pull to MPO16 (Pinned) Push Pull, Fiber Trunk Cable Assembly, 32-Fiber, LSZH B2ca | CommScope® | Propel |  | Fiber trunk cable assembly
U3GRYRY3U |  | Base Product | Ultra Low Loss (ULL) Singlemode G.657.A2 MPO16 (Pinned) Push Pull to MPO16 (Pinned) Push Pull, Fiber Trunk Cable Assembly, 64-Fiber, LSZH B2ca | CommScope® | Propel |  | Fiber trunk cable assembly
U3GRYRY3L |  | Base Product | Ultra Low Loss (ULL) Singlemode G.657.A2 MPO16 (Pinned) Push Pull to MPO16 (Pinned) Push Pull, Fiber Trunk Cable Assembly, 96-Fiber, LSZH B2ca | CommScope® | Propel |  | Fiber trunk cable assembly
U3GRYRY3N |  | Base Product | Ultra Low Loss (ULL) Singlemode G.657.A2 MPO16 (Pinned) Push Pull to MPO16 (Pinned) Push Pull, Fiber Trunk Cable Assembly, 192-Fiber, LSZH B2ca | CommScope® | Propel |  | Fiber trunk cable assembly
U3GRYRY3W |  | Base Product | Ultra Low Loss (ULL) Singlemode G.657.A2 MPO16 (Pinned) Push Pull to MPO16 (Pinned) Push Pull, Fiber Trunk Cable Assembly, 576-Fiber, LSZH B2ca | CommScope® | Propel |  | Fiber trunk cable assembly
U3GRWRY3U |  | Base Product | Ultra Low Loss (ULL) Singlemode G.657.A2 MPO16 (Non-Pinned) Push Pull to MPO16 (Pinned) Push Pull, Fiber Trunk Cable Assembly, 64-Fiber, LSZH B2ca | CommScope® | Propel |  | Fiber trunk cable assembly
U3GRWRY3L |  | Base Product | Ultra Low Loss (ULL) Singlemode G.657.A2 MPO16 (Non-Pinned) Push Pull to MPO16 (Pinned) Push Pull, Fiber Trunk Cable Assembly, 96-Fiber, LSZH B2ca | CommScope® | Propel |  | Fiber trunk cable assembly
U3GRWRY3Q |  | Base Product | Ultra Low Loss (ULL) Singlemode G.657.A2 MPO16 (Non-Pinned) Push Pull to MPO16 (Pinned) Push Pull, Fiber Trunk Cable Assembly, 128-Fiber, LSZH B2ca | CommScope® | Propel |  | Fiber trunk cable assembly
U3GRWRY3M |  | Base Product | Ultra Low Loss (ULL) Singlemode G.657.A2 MPO16 (Non-Pinned) Push Pull to MPO16 (Pinned) Push Pull, Fiber Trunk Cable Assembly, 144-Fiber, LSZH B2ca | CommScope® | Propel |  | Fiber trunk cable assembly
U3GRWRY3W |  | Base Product | Ultra Low Loss (ULL) Singlemode G.657.A2 MPO16 (Non-Pinned) Push Pull to MPO16 (Pinned) Push Pull, Fiber Trunk Cable Assembly, 576-Fiber, LSZH B2ca | CommScope® | Propel |  | Fiber trunk cable assembly
U3GRWUC3S |  | Base Product | Ultra Low Loss (ULL) Singlemode G.657.A2 MPO16 (Non-Pinned) Push Pull to Unconnectorized, Fiber Trunk Cable Assembly, 32-Fiber, LSZH B2ca | CommScope® | Propel |  | Fiber trunk cable assembly
U3GRWUC3U |  | Base Product | Ultra Low Loss (ULL) Singlemode G.657.A2 MPO16 (Non-Pinned) Push Pull to Unconnectorized, Fiber Trunk Cable Assembly, 64-Fiber, LSZH B2ca | CommScope® | Propel |  | Fiber trunk cable assembly
U3GRWUC3L |  | Base Product | Ultra Low Loss (ULL) Singlemode G.657.A2 MPO16 (Non-Pinned) Push Pull to Unconnectorized, Fiber Trunk Cable Assembly, 96-Fiber, LSZH B2ca | CommScope® | Propel |  | Fiber trunk cable assembly
U3GRWUC3Q |  | Base Product | Ultra Low Loss (ULL) Singlemode G.657.A2 MPO16 (Non-Pinned) Push Pull to Unconnectorized, Fiber Trunk Cable Assembly, 128-Fiber, LSZH B2ca | CommScope® | Propel |  | Fiber trunk cable assembly
U3GRWUC3M |  | Base Product | Ultra Low Loss (ULL) Singlemode G.657.A2 MPO16 (Non-Pinned) Push Pull to Unconnectorized, Fiber Trunk Cable Assembly, 144-Fiber, LSZH B2ca | CommScope® | Propel |  | Fiber trunk cable assembly
U3GRWUC3N |  | Base Product | Ultra Low Loss (ULL) Singlemode G.657.A2 MPO16 (Non-Pinned) Push Pull to Unconnectorized, Fiber Trunk Cable Assembly, 192-Fiber, LSZH B2ca | CommScope® | Propel |  | Fiber trunk cable assembly
U3GRWUC3P |  | Base Product | Ultra Low Loss (ULL) Singlemode G.657.A2 MPO16 (Non-Pinned) Push Pull to Unconnectorized, Fiber Trunk Cable Assembly, 288-Fiber, LSZH B2ca | CommScope® | Propel |  | Fiber trunk cable assembly
U3GRWUC3W |  | Base Product | Ultra Low Loss (ULL) Singlemode G.657.A2 MPO16 (Non-Pinned) Push Pull to Unconnectorized, Fiber Trunk Cable Assembly, 576-Fiber, LSZH B2ca | CommScope® | Propel |  | Fiber trunk cable assembly
3091SD |  | Base Product | GigaSPEED X10D® 3091SD ETL Verified Category 6A U/UTP Cable | SYSTIMAX® | GigaSPEED X10D® |  | Twisted pair cable
U3GRYUC3H |  | Base Product | Ultra Low Loss (ULL) Singlemode G.657.A2 MPO16 (Pinned) Push Pull to Unconnectorized, Fiber Trunk Cable Assembly, 48-Fiber, LSZH B2ca | CommScope® | Propel |  | Fiber trunk cable assembly
U3GRYUC3U |  | Base Product | Ultra Low Loss (ULL) Singlemode G.657.A2 MPO16 (Pinned) Push Pull to Unconnectorized, Fiber Trunk Cable Assembly, 64-Fiber, LSZH B2ca | CommScope® | Propel |  | Fiber trunk cable assembly
U3GRYUC3L |  | Base Product | Ultra Low Loss (ULL) Singlemode G.657.A2 MPO16 (Pinned) Push Pull to Unconnectorized, Fiber Trunk Cable Assembly, 96-Fiber, LSZH B2ca | CommScope® | Propel |  | Fiber trunk cable assembly
U3GRYUC3Q |  | Base Product | Ultra Low Loss (ULL) Singlemode G.657.A2 MPO16 (Pinned) Push Pull to Unconnectorized, Fiber Trunk Cable Assembly, 128-Fiber, LSZH B2ca | CommScope® | Propel |  | Fiber trunk cable assembly
U3GRYUC3P |  | Base Product | Ultra Low Loss (ULL) Singlemode G.657.A2 MPO16 (Pinned) Push Pull to Unconnectorized, Fiber Trunk Cable Assembly, 288-Fiber, LSZH B2ca | CommScope® | Propel |  | Fiber trunk cable assembly
U3GRYUC3W |  | Base Product | Ultra Low Loss (ULL) Singlemode G.657.A2 MPO16 (Pinned) Push Pull to Unconnectorized, Fiber Trunk Cable Assembly, 576-Fiber, LSZH B2ca | CommScope® | Propel |  | Fiber trunk cable assembly
UGGRWRW3R |  | Base Product | Ultra Low Loss (ULL) Singlemode G.657.A2 MPO16 (Non-Pinned) Push Pull to MPO16 (Non-Pinned) Push Pull, Fiber Trunk Cable Assembly, 16-Fiber, Plenum | CommScope® | Propel |  | Fiber trunk cable assembly
UGGRWRW3S |  | Base Product | Ultra Low Loss (ULL) Singlemode G.657.A2 MPO16 (Non-Pinned) Push Pull to MPO16 (Non-Pinned) Push Pull, Fiber Trunk Cable Assembly, 32-Fiber, Plenum | CommScope® | Propel |  | Fiber trunk cable assembly
UGGRWRW3H |  | Base Product | Ultra Low Loss (ULL) Singlemode G.657.A2 MPO16 (Non-Pinned) Push Pull to MPO16 (Non-Pinned) Push Pull, Fiber Trunk Cable Assembly, 48-Fiber, Plenum | CommScope® | Propel |  | Fiber trunk cable assembly
UGGRWRW3U |  | Base Product | Ultra Low Loss (ULL) Singlemode G.657.A2 MPO16 (Non-Pinned) Push Pull to MPO16 (Non-Pinned) Push Pull, Fiber Trunk Cable Assembly, 64-Fiber, Plenum | CommScope® | Propel |  | Fiber trunk cable assembly
UGGRWRW3Q |  | Base Product | Ultra Low Loss (ULL) Singlemode G.657.A2 MPO16 (Non-Pinned) Push Pull to MPO16 (Non-Pinned) Push Pull, Fiber Trunk Cable Assembly, 128-Fiber, Plenum | CommScope® | Propel |  | Fiber trunk cable assembly
UGGRWRW3M |  | Base Product | Ultra Low Loss (ULL) Singlemode G.657.A2 MPO16 (Non-Pinned) Push Pull to MPO16 (Non-Pinned) Push Pull, Fiber Trunk Cable Assembly, 144-Fiber, Plenum | CommScope® | Propel |  | Fiber trunk cable assembly
UGGRWRW3N |  | Base Product | Ultra Low Loss (ULL) Singlemode G.657.A2 MPO16 (Non-Pinned) Push Pull to MPO16 (Non-Pinned) Push Pull, Fiber Trunk Cable Assembly, 192-Fiber, Plenum | CommScope® | Propel |  | Fiber trunk cable assembly
UGGRWRW3W |  | Base Product | Ultra Low Loss (ULL) Singlemode G.657.A2 MPO16 (Non-Pinned) Push Pull to MPO16 (Non-Pinned) Push Pull, Fiber Trunk Cable Assembly, 576-Fiber, Plenum | CommScope® | Propel |  | Fiber trunk cable assembly
UGGRYRY3R |  | Base Product | Ultra Low Loss (ULL) Singlemode G.657.A2 MPO16 (Pinned) Push Pull to MPO16 (Pinned) Push Pull, Fiber Trunk Cable Assembly, 16-Fiber, Plenum | CommScope® | Propel |  | Fiber trunk cable assembly
UGGRYRY3H |  | Base Product | Ultra Low Loss (ULL) Singlemode G.657.A2 MPO16 (Pinned) Push Pull to MPO16 (Pinned) Push Pull, Fiber Trunk Cable Assembly, 48-Fiber, Plenum | CommScope® | Propel |  | Fiber trunk cable assembly
UGGRYRY3U |  | Base Product | Ultra Low Loss (ULL) Singlemode G.657.A2 MPO16 (Pinned) Push Pull to MPO16 (Pinned) Push Pull, Fiber Trunk Cable Assembly, 64-Fiber, Plenum | CommScope® | Propel |  | Fiber trunk cable assembly
UGGRWRY3L |  | Base Product | Ultra Low Loss (ULL) Singlemode G.657.A2 MPO16 (Non-Pinned) Push Pull to MPO16 (Pinned) Push Pull, Fiber Trunk Cable Assembly, 96-Fiber, Plenum | CommScope® | Propel |  | Fiber trunk cable assembly
UGGRWRY3Q |  | Base Product | Ultra Low Loss (ULL) Singlemode G.657.A2 MPO16 (Non-Pinned) Push Pull to MPO16 (Pinned) Push Pull, Fiber Trunk Cable Assembly, 128-Fiber, Plenum | CommScope® | Propel |  | Fiber trunk cable assembly
UGGRWUC3H |  | Base Product | Ultra Low Loss (ULL) Singlemode G.657.A2 MPO16 (Non-Pinned) Push Pull to Unconnectorized, Fiber Trunk Cable Assembly, 48-Fiber, Plenum | CommScope® | Propel |  | Fiber trunk cable assembly
UGGRWUC3L |  | Base Product | Ultra Low Loss (ULL) Singlemode G.657.A2 MPO16 (Non-Pinned) Push Pull to Unconnectorized, Fiber Trunk Cable Assembly, 96-Fiber, Plenum | CommScope® | Propel |  | Fiber trunk cable assembly
UGGRWUC3Q |  | Base Product | Ultra Low Loss (ULL) Singlemode G.657.A2 MPO16 (Non-Pinned) Push Pull to Unconnectorized, Fiber Trunk Cable Assembly, 128-Fiber, Plenum | CommScope® | Propel |  | Fiber trunk cable assembly
UGGRWUC3M |  | Base Product | Ultra Low Loss (ULL) Singlemode G.657.A2 MPO16 (Non-Pinned) Push Pull to Unconnectorized, Fiber Trunk Cable Assembly, 144-Fiber, Plenum | CommScope® | Propel |  | Fiber trunk cable assembly
UGGRYUC3R |  | Base Product | Ultra Low Loss (ULL) Singlemode G.657.A2 MPO16 (Pinned) Push Pull to Unconnectorized, Fiber Trunk Cable Assembly, 16-Fiber, Plenum | CommScope® | Propel |  | Fiber trunk cable assembly
UGGRYUC3S |  | Base Product | Ultra Low Loss (ULL) Singlemode G.657.A2 MPO16 (Pinned) Push Pull to Unconnectorized, Fiber Trunk Cable Assembly, 32-Fiber, Plenum | CommScope® | Propel |  | Fiber trunk cable assembly
UGGRYUC3H |  | Base Product | Ultra Low Loss (ULL) Singlemode G.657.A2 MPO16 (Pinned) Push Pull to Unconnectorized, Fiber Trunk Cable Assembly, 48-Fiber, Plenum | CommScope® | Propel |  | Fiber trunk cable assembly
UGGRYUC3L |  | Base Product | Ultra Low Loss (ULL) Singlemode G.657.A2 MPO16 (Pinned) Push Pull to Unconnectorized, Fiber Trunk Cable Assembly, 96-Fiber, Plenum | CommScope® | Propel |  | Fiber trunk cable assembly
UGGRYUC3Q |  | Base Product | Ultra Low Loss (ULL) Singlemode G.657.A2 MPO16 (Pinned) Push Pull to Unconnectorized, Fiber Trunk Cable Assembly, 128-Fiber, Plenum | CommScope® | Propel |  | Fiber trunk cable assembly
UGGRYUC3W |  | Base Product | Ultra Low Loss (ULL) Singlemode G.657.A2 MPO16 (Pinned) Push Pull to Unconnectorized, Fiber Trunk Cable Assembly, 576-Fiber, Plenum | CommScope® | Propel |  | Fiber trunk cable assembly
UJGQWQYTH |  | Base Product | Ultra Low Loss (ULL) Singlemode MPO8 (Non-Pinned) Push Pull to MPO8 (Pinned) Push Pull, Fiber Trunk Cable Assembly, 48-Fiber, Dual Rated (OFNR/LSZH) | CommScope® | Propel |  | Fiber trunk cable assembly
UJGRWRW3R |  | Base Product | Ultra Low Loss (ULL) Singlemode G.657.A2 MPO16 (Non-Pinned) Push Pull to MPO16 (Non-Pinned) Push Pull, Fiber Trunk Cable Assembly, 16-Fiber, Dual Rated (OFNR/LSZH) | CommScope® | Propel |  | Fiber trunk cable assembly
UJGRWRW3H |  | Base Product | Ultra Low Loss (ULL) Singlemode G.657.A2 MPO16 (Non-Pinned) Push Pull to MPO16 (Non-Pinned) Push Pull, Fiber Trunk Cable Assembly, 48-Fiber, Dual Rated (OFNR/LSZH) | CommScope® | Propel |  | Fiber trunk cable assembly
UJGRWRW3U |  | Base Product | Ultra Low Loss (ULL) Singlemode G.657.A2 MPO16 (Non-Pinned) Push Pull to MPO16 (Non-Pinned) Push Pull, Fiber Trunk Cable Assembly, 64-Fiber, Dual Rated (OFNR/LSZH) | CommScope® | Propel |  | Fiber trunk cable assembly
UJGRWRW3M |  | Base Product | Ultra Low Loss (ULL) Singlemode G.657.A2 MPO16 (Non-Pinned) Push Pull to MPO16 (Non-Pinned) Push Pull, Fiber Trunk Cable Assembly, 144-Fiber, Dual Rated (OFNR/LSZH) | CommScope® | Propel |  | Fiber trunk cable assembly
UJGRWRW3N |  | Base Product | Ultra Low Loss (ULL) Singlemode G.657.A2 MPO16 (Non-Pinned) Push Pull to MPO16 (Non-Pinned) Push Pull, Fiber Trunk Cable Assembly, 192-Fiber, Dual Rated (OFNR/LSZH) | CommScope® | Propel |  | Fiber trunk cable assembly
UJGRWRW3W |  | Base Product | Ultra Low Loss (ULL) Singlemode G.657.A2 MPO16 (Non-Pinned) Push Pull to MPO16 (Non-Pinned) Push Pull, Fiber Trunk Cable Assembly, 576-Fiber, Dual Rated (OFNR/LSZH) | CommScope® | Propel |  | Fiber trunk cable assembly
UJGRYRY3R |  | Base Product | Ultra Low Loss (ULL) Singlemode G.657.A2 MPO16 (Pinned) Push Pull to MPO16 (Pinned) Push Pull, Fiber Trunk Cable Assembly, 16-Fiber, Dual Rated (OFNR/LSZH) | CommScope® | Propel |  | Fiber trunk cable assembly
UJGRYRY3S |  | Base Product | Ultra Low Loss (ULL) Singlemode G.657.A2 MPO16 (Pinned) Push Pull to MPO16 (Pinned) Push Pull, Fiber Trunk Cable Assembly, 32-Fiber, Dual Rated (OFNR/LSZH) | CommScope® | Propel |  | Fiber trunk cable assembly
UJGRYRY3U |  | Base Product | Ultra Low Loss (ULL) Singlemode G.657.A2 MPO16 (Pinned) Push Pull to MPO16 (Pinned) Push Pull, Fiber Trunk Cable Assembly, 64-Fiber, Dual Rated (OFNR/LSZH) | CommScope® | Propel |  | Fiber trunk cable assembly
UJGRYRY3M |  | Base Product | Ultra Low Loss (ULL) Singlemode G.657.A2 MPO16 (Pinned) Push Pull to MPO16 (Pinned) Push Pull, Fiber Trunk Cable Assembly, 144-Fiber, Dual Rated (OFNR/LSZH) | CommScope® | Propel |  | Fiber trunk cable assembly
UJGRYRY3N |  | Base Product | Ultra Low Loss (ULL) Singlemode G.657.A2 MPO16 (Pinned) Push Pull to MPO16 (Pinned) Push Pull, Fiber Trunk Cable Assembly, 192-Fiber, Dual Rated (OFNR/LSZH) | CommScope® | Propel |  | Fiber trunk cable assembly
UJGRYRY3W |  | Base Product | Ultra Low Loss (ULL) Singlemode G.657.A2 MPO16 (Pinned) Push Pull to MPO16 (Pinned) Push Pull, Fiber Trunk Cable Assembly, 576-Fiber, Dual Rated (OFNR/LSZH) | CommScope® | Propel |  | Fiber trunk cable assembly
UJGRWRY3S |  | Base Product | Ultra Low Loss (ULL) Singlemode G.657.A2 MPO16 (Non-Pinned) Push Pull to MPO16 (Pinned) Push Pull, Fiber Trunk Cable Assembly, 32-Fiber, Dual Rated (OFNR/LSZH) | CommScope® | Propel |  | Fiber trunk cable assembly
UJGRWRY3H |  | Base Product | Ultra Low Loss (ULL) Singlemode G.657.A2 MPO16 (Non-Pinned) Push Pull to MPO16 (Pinned) Push Pull, Fiber Trunk Cable Assembly, 48-Fiber, Dual Rated (OFNR/LSZH) | CommScope® | Propel |  | Fiber trunk cable assembly
UJGRWRY3U |  | Base Product | Ultra Low Loss (ULL) Singlemode G.657.A2 MPO16 (Non-Pinned) Push Pull to MPO16 (Pinned) Push Pull, Fiber Trunk Cable Assembly, 64-Fiber, Dual Rated (OFNR/LSZH) | CommScope® | Propel |  | Fiber trunk cable assembly
UJGRWRY3L |  | Base Product | Ultra Low Loss (ULL) Singlemode G.657.A2 MPO16 (Non-Pinned) Push Pull to MPO16 (Pinned) Push Pull, Fiber Trunk Cable Assembly, 96-Fiber, Dual Rated (OFNR/LSZH) | CommScope® | Propel |  | Fiber trunk cable assembly
UJGRWRY3P |  | Base Product | Ultra Low Loss (ULL) Singlemode G.657.A2 MPO16 (Non-Pinned) Push Pull to MPO16 (Pinned) Push Pull, Fiber Trunk Cable Assembly, 288-Fiber, Dual Rated (OFNR/LSZH) | CommScope® | Propel |  | Fiber trunk cable assembly
UJGRWRY3W |  | Base Product | Ultra Low Loss (ULL) Singlemode G.657.A2 MPO16 (Non-Pinned) Push Pull to MPO16 (Pinned) Push Pull, Fiber Trunk Cable Assembly, 576-Fiber, Dual Rated (OFNR/LSZH) | CommScope® | Propel |  | Fiber trunk cable assembly
UJGRWUC3S |  | Base Product | Ultra Low Loss (ULL) Singlemode G.657.A2 MPO16 (Non-Pinned) Push Pull to Unconnectorized, Fiber Trunk Cable Assembly, 32-Fiber, Dual Rated (OFNR/LSZH) | CommScope® | Propel |  | Fiber trunk cable assembly
UJGRWUC3Q |  | Base Product | Ultra Low Loss (ULL) Singlemode G.657.A2 MPO16 (Non-Pinned) Push Pull to Unconnectorized, Fiber Trunk Cable Assembly, 128-Fiber, Dual Rated (OFNR/LSZH) | CommScope® | Propel |  | Fiber trunk cable assembly
UJGRWUC3N |  | Base Product | Ultra Low Loss (ULL) Singlemode G.657.A2 MPO16 (Non-Pinned) Push Pull to Unconnectorized, Fiber Trunk Cable Assembly, 192-Fiber, Dual Rated (OFNR/LSZH) | CommScope® | Propel |  | Fiber trunk cable assembly
UJGRWUC3P |  | Base Product | Ultra Low Loss (ULL) Singlemode G.657.A2 MPO16 (Non-Pinned) Push Pull to Unconnectorized, Fiber Trunk Cable Assembly, 288-Fiber, Dual Rated (OFNR/LSZH) | CommScope® | Propel |  | Fiber trunk cable assembly
UJGRWUC3W |  | Base Product | Ultra Low Loss (ULL) Singlemode G.657.A2 MPO16 (Non-Pinned) Push Pull to Unconnectorized, Fiber Trunk Cable Assembly, 576-Fiber, Dual Rated (OFNR/LSZH) | CommScope® | Propel |  | Fiber trunk cable assembly
UJGRYUC3R |  | Base Product | Ultra Low Loss (ULL) Singlemode G.657.A2 MPO16 (Pinned) Push Pull to Unconnectorized, Fiber Trunk Cable Assembly, 16-Fiber, Dual Rated (OFNR/LSZH) | CommScope® | Propel |  | Fiber trunk cable assembly
UJGRYUC3H |  | Base Product | Ultra Low Loss (ULL) Singlemode G.657.A2 MPO16 (Pinned) Push Pull to Unconnectorized, Fiber Trunk Cable Assembly, 48-Fiber, Dual Rated (OFNR/LSZH) | CommScope® | Propel |  | Fiber trunk cable assembly
UJGRYUC3L |  | Base Product | Ultra Low Loss (ULL) Singlemode G.657.A2 MPO16 (Pinned) Push Pull to Unconnectorized, Fiber Trunk Cable Assembly, 96-Fiber, Dual Rated (OFNR/LSZH) | CommScope® | Propel |  | Fiber trunk cable assembly
UJGRYUC3W |  | Base Product | Ultra Low Loss (ULL) Singlemode G.657.A2 MPO16 (Pinned) Push Pull to Unconnectorized, Fiber Trunk Cable Assembly, 576-Fiber, Dual Rated (OFNR/LSZH) | CommScope® | Propel |  | Fiber trunk cable assembly
A3GRWRW3H |  | Base Product | Ultra Low Loss (ULL) Singlemode G.657.A2 MPO16 (Non-Pinned) Push Pull to MPO16 (Non-Pinned) Push Pull, Fiber Trunk Cable Assembly, 48-Fiber, LSZH B2ca, Method A | CommScope® | Propel |  | Fiber trunk cable assembly
A3GRWRW3N |  | Base Product | Ultra Low Loss (ULL) Singlemode G.657.A2 MPO16 (Non-Pinned) Push Pull to MPO16 (Non-Pinned) Push Pull, Fiber Trunk Cable Assembly, 192-Fiber, LSZH B2ca, Method A | CommScope® | Propel |  | Fiber trunk cable assembly
A3GRWRW3P |  | Base Product | Ultra Low Loss (ULL) Singlemode G.657.A2 MPO16 (Non-Pinned) Push Pull to MPO16 (Non-Pinned) Push Pull, Fiber Trunk Cable Assembly, 288-Fiber, LSZH B2ca, Method A | CommScope® | Propel |  | Fiber trunk cable assembly
A3GRWRW3S |  | Base Product | Ultra Low Loss (ULL) Singlemode G.657.A2 MPO16 (Non-Pinned) Push Pull to MPO16 (Non-Pinned) Push Pull, Fiber Trunk Cable Assembly, 32-Fiber, LSZH B2ca, Method A | CommScope® | Propel |  | Fiber trunk cable assembly
A3GRWRW3U |  | Base Product | Ultra Low Loss (ULL) Singlemode G.657.A2 MPO16 (Non-Pinned) Push Pull to MPO16 (Non-Pinned) Push Pull, Fiber Trunk Cable Assembly, 64-Fiber, LSZH B2ca, Method A | CommScope® | Propel |  | Fiber trunk cable assembly
A3GRWRY3H |  | Base Product | Ultra Low Loss (ULL) Singlemode G.657.A2 MPO16 (Non-Pinned) Push Pull to MPO16 (Pinned) Push Pull, Fiber Trunk Cable Assembly, 48-Fiber, LSZH B2ca, Method A | CommScope® | Propel |  | Fiber trunk cable assembly
A3GRWRY3L |  | Base Product | Ultra Low Loss (ULL) Singlemode G.657.A2 MPO16 (Non-Pinned) Push Pull to MPO16 (Pinned) Push Pull, Fiber Trunk Cable Assembly, 96-Fiber, LSZH B2ca, Method A | CommScope® | Propel |  | Fiber trunk cable assembly
A3GRWRY3M |  | Base Product | Ultra Low Loss (ULL) Singlemode G.657.A2 MPO16 (Non-Pinned) Push Pull to MPO16 (Pinned) Push Pull, Fiber Trunk Cable Assembly, 144-Fiber, LSZH B2ca, Method A | CommScope® | Propel |  | Fiber trunk cable assembly
A3GRWRY3Q |  | Base Product | Ultra Low Loss (ULL) Singlemode G.657.A2 MPO16 (Non-Pinned) Push Pull to MPO16 (Pinned) Push Pull, Fiber Trunk Cable Assembly, 128-Fiber, LSZH B2ca, Method A | CommScope® | Propel |  | Fiber trunk cable assembly
A3GRWRY3U |  | Base Product | Ultra Low Loss (ULL) Singlemode G.657.A2 MPO16 (Non-Pinned) Push Pull to MPO16 (Pinned) Push Pull, Fiber Trunk Cable Assembly, 64-Fiber, LSZH B2ca, Method A | CommScope® | Propel |  | Fiber trunk cable assembly
A3GRWRY3W |  | Base Product | Ultra Low Loss (ULL) Singlemode G.657.A2 MPO16 (Non-Pinned) Push Pull to MPO16 (Pinned) Push Pull, Fiber Trunk Cable Assembly, 576-Fiber, LSZH B2ca, Method A | CommScope® | Propel |  | Fiber trunk cable assembly
A3GRWUC3N |  | Base Product | Ultra Low Loss (ULL) Singlemode G.657.A2 MPO16 (Non-Pinned) Push Pull to Unconnectorized, Fiber Trunk Cable Assembly, 192-Fiber, LSZH B2ca, Method A | CommScope® | Propel |  | Fiber trunk cable assembly
A3GRWUC3P |  | Base Product | Ultra Low Loss (ULL) Singlemode G.657.A2 MPO16 (Non-Pinned) Push Pull to Unconnectorized, Fiber Trunk Cable Assembly, 288-Fiber, LSZH B2ca, Method A | CommScope® | Propel |  | Fiber trunk cable assembly
A3GRWUC3Q |  | Base Product | Ultra Low Loss (ULL) Singlemode G.657.A2 MPO16 (Non-Pinned) Push Pull to Unconnectorized, Fiber Trunk Cable Assembly, 128-Fiber, LSZH B2ca, Method A | CommScope® | Propel |  | Fiber trunk cable assembly
A3GRWUC3R |  | Base Product | Ultra Low Loss (ULL) Singlemode G.657.A2 MPO16 (Non-Pinned) Push Pull to Unconnectorized, Fiber Trunk Cable Assembly, 16-Fiber, LSZH B2ca, Method A | CommScope® | Propel |  | Fiber trunk cable assembly
A3GRWUC3S |  | Base Product | Ultra Low Loss (ULL) Singlemode G.657.A2 MPO16 (Non-Pinned) Push Pull to Unconnectorized, Fiber Trunk Cable Assembly, 32-Fiber, LSZH B2ca, Method A | CommScope® | Propel |  | Fiber trunk cable assembly
A3GRWUC3U |  | Base Product | Ultra Low Loss (ULL) Singlemode G.657.A2 MPO16 (Non-Pinned) Push Pull to Unconnectorized, Fiber Trunk Cable Assembly, 64-Fiber, LSZH B2ca, Method A | CommScope® | Propel |  | Fiber trunk cable assembly
A3GRYRY3M |  | Base Product | Ultra Low Loss (ULL) Singlemode G.657.A2 MPO16 (Pinned) Push Pull to MPO16 (Pinned) Push Pull, Fiber Trunk Cable Assembly, 144-Fiber, LSZH B2ca, Method A | CommScope® | Propel |  | Fiber trunk cable assembly
A3GRYRY3N |  | Base Product | Ultra Low Loss (ULL) Singlemode G.657.A2 MPO16 (Pinned) Push Pull to MPO16 (Pinned) Push Pull, Fiber Trunk Cable Assembly, 192-Fiber, LSZH B2ca, Method A | CommScope® | Propel |  | Fiber trunk cable assembly
A3GRYRY3P |  | Base Product | Ultra Low Loss (ULL) Singlemode G.657.A2 MPO16 (Pinned) Push Pull to MPO16 (Pinned) Push Pull, Fiber Trunk Cable Assembly, 288-Fiber, LSZH B2ca, Method A | CommScope® | Propel |  | Fiber trunk cable assembly
A3GRYRY3Q |  | Base Product | Ultra Low Loss (ULL) Singlemode G.657.A2 MPO16 (Pinned) Push Pull to MPO16 (Pinned) Push Pull, Fiber Trunk Cable Assembly, 128-Fiber, LSZH B2ca, Method A | CommScope® | Propel |  | Fiber trunk cable assembly
A3GRYRY3S |  | Base Product | Ultra Low Loss (ULL) Singlemode G.657.A2 MPO16 (Pinned) Push Pull to MPO16 (Pinned) Push Pull, Fiber Trunk Cable Assembly, 32-Fiber, LSZH B2ca, Method A | CommScope® | Propel |  | Fiber trunk cable assembly
A3GRYRY3U |  | Base Product | Ultra Low Loss (ULL) Singlemode G.657.A2 MPO16 (Pinned) Push Pull to MPO16 (Pinned) Push Pull, Fiber Trunk Cable Assembly, 64-Fiber, LSZH B2ca, Method A | CommScope® | Propel |  | Fiber trunk cable assembly
A3GRYUC3M |  | Base Product | Ultra Low Loss (ULL) Singlemode G.657.A2 MPO16 (Pinned) Push Pull to Unconnectorized, Fiber Trunk Cable Assembly, 144-Fiber, LSZH B2ca, Method A | CommScope® | Propel |  | Fiber trunk cable assembly
A3GRYUC3Q |  | Base Product | Ultra Low Loss (ULL) Singlemode G.657.A2 MPO16 (Pinned) Push Pull to Unconnectorized, Fiber Trunk Cable Assembly, 128-Fiber, LSZH B2ca, Method A | CommScope® | Propel |  | Fiber trunk cable assembly
A3GRYUC3R |  | Base Product | Ultra Low Loss (ULL) Singlemode G.657.A2 MPO16 (Pinned) Push Pull to Unconnectorized, Fiber Trunk Cable Assembly, 16-Fiber, LSZH B2ca, Method A | CommScope® | Propel |  | Fiber trunk cable assembly
A3GRYUC3U |  | Base Product | Ultra Low Loss (ULL) Singlemode G.657.A2 MPO16 (Pinned) Push Pull to Unconnectorized, Fiber Trunk Cable Assembly, 64-Fiber, LSZH B2ca, Method A | CommScope® | Propel |  | Fiber trunk cable assembly
A3GRYUC3W |  | Base Product | Ultra Low Loss (ULL) Singlemode G.657.A2 MPO16 (Pinned) Push Pull to Unconnectorized, Fiber Trunk Cable Assembly, 576-Fiber, LSZH B2ca, Method A | CommScope® | Propel |  | Fiber trunk cable assembly
AGGRWRW3L |  | Base Product | Ultra Low Loss (ULL) Singlemode G.657.A2 MPO16 (Non-Pinned) Push Pull to MPO16 (Non-Pinned) Push Pull, Fiber Trunk Cable Assembly, 96-Fiber, Plenum, Method A | CommScope® | Propel |  | Fiber trunk cable assembly
AGGRWRW3M |  | Base Product | Ultra Low Loss (ULL) Singlemode G.657.A2 MPO16 (Non-Pinned) Push Pull to MPO16 (Non-Pinned) Push Pull, Fiber Trunk Cable Assembly, 144-Fiber, Plenum, Method A | CommScope® | Propel |  | Fiber trunk cable assembly
AGGRWRW3N |  | Base Product | Ultra Low Loss (ULL) Singlemode G.657.A2 MPO16 (Non-Pinned) Push Pull to MPO16 (Non-Pinned) Push Pull, Fiber Trunk Cable Assembly, 192-Fiber, Plenum, Method A | CommScope® | Propel |  | Fiber trunk cable assembly
AGGRWRW3R |  | Base Product | Ultra Low Loss (ULL) Singlemode G.657.A2 MPO16 (Non-Pinned) Push Pull to MPO16 (Non-Pinned) Push Pull, Fiber Trunk Cable Assembly, 16-Fiber, Plenum, Method A | CommScope® | Propel |  | Fiber trunk cable assembly
AGGRWRW3S |  | Base Product | Ultra Low Loss (ULL) Singlemode G.657.A2 MPO16 (Non-Pinned) Push Pull to MPO16 (Non-Pinned) Push Pull, Fiber Trunk Cable Assembly, 32-Fiber, Plenum, Method A | CommScope® | Propel |  | Fiber trunk cable assembly
AGGRWRW3W |  | Base Product | Ultra Low Loss (ULL) Singlemode G.657.A2 MPO16 (Non-Pinned) Push Pull to MPO16 (Non-Pinned) Push Pull, Fiber Trunk Cable Assembly, 576-Fiber, Plenum, Method A | CommScope® | Propel |  | Fiber trunk cable assembly
AGGRWRY3H |  | Base Product | Ultra Low Loss (ULL) Singlemode G.657.A2 MPO16 (Non-Pinned) Push Pull to MPO16 (Pinned) Push Pull, Fiber Trunk Cable Assembly, 48-Fiber, Plenum, Method A | CommScope® | Propel |  | Fiber trunk cable assembly
AGGRWRY3L |  | Base Product | Ultra Low Loss (ULL) Singlemode G.657.A2 MPO16 (Non-Pinned) Push Pull to MPO16 (Pinned) Push Pull, Fiber Trunk Cable Assembly, 96-Fiber, Plenum, Method A | CommScope® | Propel |  | Fiber trunk cable assembly
AGGRWRY3M |  | Base Product | Ultra Low Loss (ULL) Singlemode G.657.A2 MPO16 (Non-Pinned) Push Pull to MPO16 (Pinned) Push Pull, Fiber Trunk Cable Assembly, 144-Fiber, Plenum, Method A | CommScope® | Propel |  | Fiber trunk cable assembly
AGGRWRY3N |  | Base Product | Ultra Low Loss (ULL) Singlemode G.657.A2 MPO16 (Non-Pinned) Push Pull to MPO16 (Pinned) Push Pull, Fiber Trunk Cable Assembly, 192-Fiber, Plenum, Method A | CommScope® | Propel |  | Fiber trunk cable assembly
AGGRWRY3P |  | Base Product | Ultra Low Loss (ULL) Singlemode G.657.A2 MPO16 (Non-Pinned) Push Pull to MPO16 (Pinned) Push Pull, Fiber Trunk Cable Assembly, 288-Fiber, Plenum, Method A | CommScope® | Propel |  | Fiber trunk cable assembly
AGGRWRY3R |  | Base Product | Ultra Low Loss (ULL) Singlemode G.657.A2 MPO16 (Non-Pinned) Push Pull to MPO16 (Pinned) Push Pull, Fiber Trunk Cable Assembly, 16-Fiber, Plenum, Method A | CommScope® | Propel |  | Fiber trunk cable assembly
AGGRWRY3W |  | Base Product | Ultra Low Loss (ULL) Singlemode G.657.A2 MPO16 (Non-Pinned) Push Pull to MPO16 (Pinned) Push Pull, Fiber Trunk Cable Assembly, 576-Fiber, Plenum, Method A | CommScope® | Propel |  | Fiber trunk cable assembly
AGGRWUC3H |  | Base Product | Ultra Low Loss (ULL) Singlemode G.657.A2 MPO16 (Non-Pinned) Push Pull to Unconnectorized, Fiber Trunk Cable Assembly, 48-Fiber, Plenum, Method A | CommScope® | Propel |  | Fiber trunk cable assembly
AGGRWUC3Q |  | Base Product | Ultra Low Loss (ULL) Singlemode G.657.A2 MPO16 (Non-Pinned) Push Pull to Unconnectorized, Fiber Trunk Cable Assembly, 128-Fiber, Plenum, Method A | CommScope® | Propel |  | Fiber trunk cable assembly
AGGRWUC3R |  | Base Product | Ultra Low Loss (ULL) Singlemode G.657.A2 MPO16 (Non-Pinned) Push Pull to Unconnectorized, Fiber Trunk Cable Assembly, 16-Fiber, Plenum, Method A | CommScope® | Propel |  | Fiber trunk cable assembly
AGGRWUC3S |  | Base Product | Ultra Low Loss (ULL) Singlemode G.657.A2 MPO16 (Non-Pinned) Push Pull to Unconnectorized, Fiber Trunk Cable Assembly, 32-Fiber, Plenum, Method A | CommScope® | Propel |  | Fiber trunk cable assembly
AGGRYRY3H |  | Base Product | Ultra Low Loss (ULL) Singlemode G.657.A2 MPO16 (Pinned) Push Pull to MPO16 (Pinned) Push Pull, Fiber Trunk Cable Assembly, 48-Fiber, Plenum, Method A | CommScope® | Propel |  | Fiber trunk cable assembly
AGGRYRY3L |  | Base Product | Ultra Low Loss (ULL) Singlemode G.657.A2 MPO16 (Pinned) Push Pull to MPO16 (Pinned) Push Pull, Fiber Trunk Cable Assembly, 96-Fiber, Plenum, Method A | CommScope® | Propel |  | Fiber trunk cable assembly
UJXQXUCTM |  | Base Product | Ultra Low Loss (ULL) OM4 MPO8 (Pinned) to unconnectorized, Fiber Trunk Cable Assembly, 144-Fiber, Dual Rated (OFNR/LSZH) | CommScope® | Propel ¦ SYSTIMAX ULL |  | Fiber trunk cable assembly
UGVQPQXT8 |  | Base Product | Ultra Low Loss (ULL) OM5 MPO8 (Non-Pinned) to MPO8 (Pinned), Fiber Trunk Cable Assembly, 8-Fiber, Plenum | CommScope® | Propel ¦ SYSTIMAX ULL |  | Fiber trunk cable assembly
U3VQXQXT8 |  | Base Product | Ultra Low Loss (ULL) OM5 MPO8 (Pinned) to MPO8 (Pinned), Fiber Trunk Cable Assembly, 8-Fiber, LZSH B2ca | CommScope® | Propel ¦ SYSTIMAX ULL |  | Fiber trunk cable assembly
UJXQPQXTH |  | Base Product | Ultra Low Loss (ULL) OM4 MPO8 (Non-Pinned) to MPO8 (Pinned), Fiber Trunk Cable Assembly, 48-Fiber, Dual Rated (OFNR/LSZH) | CommScope® | Propel ¦ SYSTIMAX ULL |  | Fiber trunk cable assembly
U3XQPQXTU |  | Base Product | Ultra Low Loss (ULL) OM4 MPO8 (Non-Pinned) to MPO8 (Pinned), Fiber Trunk Cable Assembly, 64-Fiber, LZSH B2ca | CommScope® | Propel ¦ SYSTIMAX ULL |  | Fiber trunk cable assembly
U3GQXQXTS |  | Base Product | Ultra Low Loss (ULL) Singlemode MPO8 (Pinned) to MPO8 (Pinned), Fiber Trunk Cable Assembly,32-Fiber, LZSH B2ca | CommScope® | Propel ¦ SYSTIMAX ULL |  | Fiber trunk cable assembly
UJGQXQXTK |  | Base Product | Ultra Low Loss (ULL) Singlemode MPO8 (Pinned) to MPO8 (Pinned), Fiber Trunk Cable Assembly, 72-Fiber, Dual Rated (OFNR/LSZH) | CommScope® | Propel ¦ SYSTIMAX ULL |  | Fiber trunk cable assembly
UGVQXUCTN |  | Base Product | Ultra Low Loss (ULL) OM5 MPO8 (Pinned) to unconnectorized, Fiber Trunk Cable Assembly, 192-Fiber, Plenum | CommScope® | Propel ¦ SYSTIMAX ULL |  | Fiber trunk cable assembly
U3XQPUCT8 |  | Base Product | Ultra Low Loss (ULL) OM4 MPO8 (Non-Pinned) to unconnectorized, Fiber Trunk Cable Assembly, 8-Fiber, LZSH B2ca | CommScope® | Propel ¦ SYSTIMAX ULL |  | Fiber trunk cable assembly
U3VQXQXTH |  | Base Product | Ultra Low Loss (ULL) OM5 MPO8 (Pinned) to MPO8 (Pinned), Fiber Trunk Cable Assembly, 48-Fiber, LZSH B2ca | CommScope® | Propel ¦ SYSTIMAX ULL |  | Fiber trunk cable assembly
URVQXUCF8 |  | Base Product | Ultra Low Loss (ULL) OM5 MPO8 (Pinned) to unconnectorized, Fiber Patch Cord, 8-Fiber, Dual Rated (OFNR/LSZH) | CommScope® | Propel ¦ SYSTIMAX ULL |  | Fiber array cable assembly
UJVQPUCT8 |  | Base Product | Ultra Low Loss (ULL) OM5 MPO8 (Non-Pinned) to unconnectorized, Fiber Trunk Cable Assembly, 8-Fiber, Dual Rated (OFNR/LSZH) | CommScope® | Propel ¦ SYSTIMAX ULL |  | Fiber trunk cable assembly
URXQPQPF8 |  | Base Product | Ultra Low Loss (ULL) OM4 MPO8 (Non-Pinned) to MPO8 (Non-Pinned), Fiber Array Cable Assembly, 8-Fiber, Dual Rated (OFNR/LSZH) | CommScope® | Propel ¦ SYSTIMAX ULL |  | Fiber array cable assembly
U3GQXQXTU |  | Base Product | Ultra Low Loss (ULL) Singlemode MPO8 (Pinned) to MPO8 (Pinned), Fiber Trunk Cable Assembly, 64-Fiber, LZSH B2ca | CommScope® | Propel ¦ SYSTIMAX ULL |  | Fiber trunk cable assembly
UJXQPQXTL |  | Base Product | Ultra Low Loss (ULL) OM4 MPO8 (Non-Pinned) to MPO8 (Pinned), Fiber Trunk Cable Assembly, 96-Fiber, Dual Rated (OFNR/LSZH) | CommScope® | Propel ¦ SYSTIMAX ULL |  | Fiber trunk cable assembly
U3VQXQXTK |  | Base Product | Ultra Low Loss (ULL) OM5 MPO8 (Pinned) to MPO8 (Pinned), Fiber Trunk Cable Assembly, 72-Fiber, LZSH B2ca | CommScope® | Propel ¦ SYSTIMAX ULL |  | Fiber trunk cable assembly
UGXQXQXTH |  | Base Product | Ultra Low Loss (ULL) OM4 MPO8 (Pinned) to MPO8 (Pinned), Fiber Trunk Cable Assembly, 48-Fiber, Plenum | CommScope® | Propel ¦ SYSTIMAX ULL |  | Fiber trunk cable assembly
UJVQPUCTF |  | Base Product | Ultra Low Loss (ULL) OM5 MPO8 (Non-Pinned) to unconnectorized, Fiber Trunk Cable Assembly, 24-Fiber, Dual Rated (OFNR/LSZH) | CommScope® | Propel ¦ SYSTIMAX ULL |  | Fiber trunk cable assembly
U3GQXUCT8 |  | Base Product | Ultra Low Loss (ULL) Singlemode MPO8 (Pinned) to unconnectorized, Fiber Trunk Cable Assembly, 8-Fiber, LZSH B2ca | CommScope® | Propel ¦ SYSTIMAX ULL |  | Fiber trunk cable assembly
URXQPQXF8 |  | Base Product | Ultra Low Loss (ULL) OM4 MPO8 (Non-Pinned) to MPO8 (Pinned), Fiber Array Cable Assembly, 8-Fiber, Dual Rated (OFNR/LSZH) | CommScope® | Propel ¦ SYSTIMAX ULL |  | Fiber array cable assembly
U3XQPUCTH |  | Base Product | Ultra Low Loss (ULL) OM4 MPO8 (Non-Pinned) to unconnectorized, Fiber Trunk Cable Assembly, 48-Fiber, LZSH B2ca | CommScope® | Propel ¦ SYSTIMAX ULL |  | Fiber trunk cable assembly
UGVQPQXTL |  | Base Product | Ultra Low Loss (ULL) OM5 MPO8 (Non-Pinned) to MPO8 (Pinned), Fiber Trunk Cable Assembly, 96-Fiber, Plenum | CommScope® | Propel ¦ SYSTIMAX ULL |  | Fiber trunk cable assembly
U3GQXUCTF |  | Base Product | Ultra Low Loss (ULL) Singlemode MPO8 (Pinned) to unconnectorized, Fiber Trunk Cable Assembly, 24-Fiber, LZSH B2ca | CommScope® | Propel ¦ SYSTIMAX ULL |  | Fiber trunk cable assembly
UJVQPUCTH |  | Base Product | Ultra Low Loss (ULL) OM5 MPO8 (Non-Pinned) to unconnectorized, Fiber Trunk Cable Assembly, 48-Fiber, Dual Rated (OFNR/LSZH) | CommScope® | Propel ¦ SYSTIMAX ULL |  | Fiber trunk cable assembly
UJVQPUCTK |  | Base Product | Ultra Low Loss (ULL) OM5 MPO8 (Non-Pinned) to unconnectorized, Fiber Trunk Cable Assembly, 72-Fiber, Dual Rated (OFNR/LSZH) | CommScope® | Propel ¦ SYSTIMAX ULL |  | Fiber trunk cable assembly
UQGQPLUF8 |  | Base Product | Ultra Low Loss (ULL) Singlemode MPO8 (Non-Pinned) to LC/UPC Uniboot, Fiber Array Cable Assembly, 8-Fiber, Plenum | CommScope® | Propel ¦ SYSTIMAX ULL |  | Fiber array cable assembly
U3GQXUCTH |  | Base Product | Ultra Low Loss (ULL) Singlemode MPO8 (Pinned) to unconnectorized, Fiber Trunk Cable Assembly, 48-Fiber, LZSH B2ca | CommScope® | Propel ¦ SYSTIMAX ULL |  | Fiber trunk cable assembly
URXQXLUF8 |  | Base Product | Ultra Low Loss (ULL) OM4 MPO8 (Pinned) to LC/UPC Uniboot, Fiber Array Cable Assembly, 8-Fiber, Dual Rated (OFNR/LSZH) | CommScope® | Propel ¦ SYSTIMAX ULL |  | Fiber array cable assembly
UJVQPUCTL |  | Base Product | Ultra Low Loss (ULL) OM5 MPO8 (Non-Pinned) to unconnectorized, Fiber Trunk Cable Assembly, 96-Fiber, Dual Rated (OFNR/LSZH) | CommScope® | Propel ¦ SYSTIMAX ULL |  | Fiber trunk cable assembly
UGXQXQXTM |  | Base Product | Ultra Low Loss (ULL) OM4 MPO8 (Pinned) to MPO8 (Pinned), Fiber Trunk Cable Assembly, 144-Fiber, Plenum | CommScope® | Propel ¦ SYSTIMAX ULL |  | Fiber trunk cable assembly
UJXQPQXTS |  | Base Product | Ultra Low Loss (ULL) OM4 MPO8 (Non-Pinned) to MPO8 (Pinned), Fiber Trunk Cable Assembly, 32-Fiber, Dual Rated (OFNR/LSZH) | CommScope® | Propel ¦ SYSTIMAX ULL |  | Fiber trunk cable assembly
UGXQXQXTN |  | Base Product | Ultra Low Loss (ULL) OM4 MPO8 (Pinned) to MPO8 (Pinned), Fiber Trunk Cable Assembly, 192-Fiber, Plenum | CommScope® | Propel ¦ SYSTIMAX ULL |  | Fiber trunk cable assembly
UJXQPQXTU |  | Base Product | Ultra Low Loss (ULL) OM4 MPO8 (Non-Pinned) to MPO8 (Pinned), Fiber Trunk Cable Assembly, 64-Fiber, Dual Rated (OFNR/LSZH) | CommScope® | Propel ¦ SYSTIMAX ULL |  | Fiber trunk cable assembly
UJVQPUCTN |  | Base Product | Ultra Low Loss (ULL) OM5 MPO8 (Non-Pinned) to unconnectorized, Fiber Trunk Cable Assembly, 192-Fiber, Dual Rated (OFNR/LSZH) | CommScope® | Propel ¦ SYSTIMAX ULL |  | Fiber trunk cable assembly
U3XQPUCTN |  | Base Product | Ultra Low Loss (ULL) OM4 MPO8 (Non-Pinned) to unconnectorized, Fiber Trunk Cable Assembly, 192-Fiber, LZSH B2ca | CommScope® | Propel ¦ SYSTIMAX ULL |  | Fiber trunk cable assembly
UGXQXQXTR |  | Base Product | Ultra Low Loss (ULL) OM4 MPO8 (Pinned) to MPO8 (Pinned), Fiber Trunk Cable Assembly, 16-Fiber, Plenum | CommScope® | Propel ¦ SYSTIMAX ULL |  | Fiber trunk cable assembly
UGXQXQXTU |  | Base Product | Ultra Low Loss (ULL) OM4 MPO8 (Pinned) to MPO8 (Pinned), Fiber Trunk Cable Assembly,64-Fiber, Plenum | CommScope® | Propel ¦ SYSTIMAX ULL |  | Fiber trunk cable assembly
UJG2XMES3 |  | Base Product | Ultra Low Loss (ULL) Singlemode MPO24 (pinned) to MPO12 (Unpinned) Pre-terminated Trunk Cable, 2880-Fiber, 12-fiber Rollable Ribbon Central Tube, Low Smoke Zero Halogen (LSZH)/Riser | CommScope® | SYSTIMAX ULL |  | Fiber trunk cable assembly
RJ45-PORT-BLOCKER |  | Base Product | RJ45 Port Blockers | SYSTIMAX® |  |  | Port blocker
CHD-MODULES |  | Base Product | CHD modules are 12 fiber modules for use with CHD panels | CommScope® |  | CHD | Fiber module
CHD-PANELS |  | Base Product | CHD Fiber Termination Panel available in 1U, 2U and 4U sliding configurations | CommScope® |  | CHD | Fiber patch panel |  | Discontinued
G2-MODULES |  | Base Product | G2 Modules fit into any AGL, G2 EPX, HD or UD panels offering density from 96f LC to 144f LC (UD) per RU adding flexibility to any configuration | CommScope® |  | G2 | Fiber module
HD-PANELS |  | Base Product | High Density modular cassette panel available in 1U, 2U or 4U fixed or sliding configurations | CommScope® |  | HD | Fiber patch panel ¦ Fiber patch/splice panel
U3X2X2XBF |  | Base Product | Ultra Low Loss (ULL) OM4 MPO24 (Pinned) to MP/24 (Pinned), Fiber Trunk Cable Assembly, 24-Fiber, Low Smoke Zero Halogen (LSZH), B2ca | CommScope® | SYSTIMAX ULL |  | Fiber trunk cable assembly
UQGMPMPUD |  | Base Product | Ultra Low Loss (ULL) Singlemode MPO12 (Non-pinned) to MPO12 (Non-pinned), Fiber Array Cable Assembly, 12-Fiber, Plenum | CommScope® | Propel ¦ SYSTIMAX ULL |  | Fiber array cable assembly
URGMPLUUD |  | Base Product | Ultra Low Loss (ULL) Singlemode MPO12 (Non-pinned) to LC Uniboot, Fiber Array Cable Assembly, 12-Fiber, Dual Rated (OFNR/LSZH) | CommScope® | Propel ¦ SYSTIMAX ULL |  | Fiber array cable assembly
PROPEL-COLOR-COLLARS |  | Base Product | Propel Color Collars snap onto the front pull rod to easily identify different networks within a building or data center. Available in blue, gray, aqua, orange, red, green, brown, violet, rose and yellow. | CommScope® | Propel | PPL | Color Cap
ALGLGUCCH |  | Base Product | Ultra Low Loss ULL TeraSPEED® LC/UPC to Unconnectorized Ruggedized fanout Cable, 48-Fiber, Plenum, 12 fiber PmP 2.0 mm Dca | CommScope® | SYSTIMAX ULL |  | Ruggedized fanout
ALGLGUCCM |  | Base Product | Ultra Low Loss ULL TeraSPEED® LC/UPC to Unconnectorized Ruggedized fanout Cable, 144-Fiber, Plenum, 12 fiber PmP 2.0 mm Dca | CommScope® | SYSTIMAX ULL |  | Ruggedized fanout
UGGRXRXYR |  | Base Product | Hybrid Ultra Low Loss (ULL) Singlemode G.657.A2 MPO16 (Pinned) to MPO16 (Pinned), 2 Pair 16AWG Constellation Trunk Cable Assembly, 16-Fiber, Plenum | CommScope® | SYSTIMAX ULL |  | Hybrid cable assembly ¦ 2-pair
URGLCLCGD |  | Base Product | Ultra Low Loss (ULL) Singlemode LC/UPC to LC/UPC Fanout Cable, 12-Fiber, LSZH & OFNR | CommScope® | SYSTIMAX ULL |  | Fiber array cable assembly
UQXLCLCGD |  | Base Product | Ultra Low Loss (ULL) OM4 LC/UPC to LC/UPC Fanout Cable, 12-Fiber, Plenum | CommScope® | SYSTIMAX ULL |  | Fiber array cable assembly
FJXMPUCAH |  | Base Product | OM4 MPO (Unpinned) to Unconnectorized, InstaPATCH® 360 Pre-terminated Trunk Cable, 48-Fiber, Low Smoke Zero Halogen | CommScope® | SYSTIMAX InstaPATCH® 360 |  | Fiber trunk cable assembly
FJWMPUCAM |  | Base Product | Singlemode MPO (Unpinned) to Unconnectorized, InstaPATCH® 360 Pre-terminated Trunk Cable, 144-Fiber, Low Smoke Zero Halogen | CommScope® | SYSTIMAX InstaPATCH® 360 |  | Fiber trunk cable assembly
UGGRXUCYR |  | Base Product | Hybrid Ultra Low Loss (ULL) Singlemode G.657.A2 MPO16 (Pinned) to Unconnectorized, 2 Pair 16AWG Constellation Trunk Cable Assembly, 16-Fiber, Plenum | CommScope® | SYSTIMAX ULL |  | Hybrid cable assembly ¦ 2-pair
UGGRXRXZR |  | Base Product | Hybrid Ultra Low Loss (ULL) Singlemode G.657.A2 MPO16 (Pinned) to MPO16 (Pinned) , 4 Pair 16AWG Constellation Trunk Cable Assembly, 16-Fiber, Plenum | CommScope® | SYSTIMAX ULL |  | Hybrid cable assembly ¦ 4-pair
UGGRXUCZR |  | Base Product | Hybrid Ultra Low Loss (ULL) Singlemode G.657.A2 MPO16 (Pinned) to Unconnectorized , 4 Pair 16AWG Constellation Trunk Cable Assembly, 16-Fiber, Plenum | CommScope® | SYSTIMAX ULL |  | Hybrid cable assembly ¦ 4-pair
UGGQXUCY8 |  | Base Product | Hybrid Ultra Low Loss (ULL) Singlemode G.657.A2 MPO8 (Pinned) to Unconnectorized , 2 Pair 16AWG Constellation Trunk Cable Assembly, 8-Fiber, Plenum | CommScope® | SYSTIMAX ULL |  | Hybrid cable assembly ¦ 2-pair
UGGQXQXZ8 |  | Base Product | Hybrid Ultra Low Loss (ULL) Singlemode G.657.A2 MPO8 (Pinned) to MPO8 (Pinned) , 4 Pair 16AWG Constellation Trunk Cable Assembly, 8-Fiber, Plenum | CommScope® | SYSTIMAX ULL |  | Hybrid cable assembly ¦ 4-pair
UJGMXMXCP |  | Base Product | Ultra Low Loss ULL TeraSPEED® MPO(Pinned) to MPO(Pinned) Pre-terminated Trunk Cable, MPO12, 288-Fiber, LSZH, 12 fiber PmP 2.0 mm Dca/B2ca | CommScope® | SYSTIMAX ULL |  | Fiber trunk cable assembly
AHGMPUCCM |  | Base Product | Ultra Low Loss (ULL) Singlemode, MPO12 Unpinned to Unconnectorized, Fiber Trunk Cable Assembly, 144-Fiber, Armored Plenum | CommScope® | SYSTIMAX ULL |  | Fiber trunk cable assembly
AQXQPQPF8 |  | Base Product | Ultra Low Loss (ULL) OM4 MPO8 (Non-Pinned) to MPO8 (Non-Pinned), Fiber Array Cable Assembly, 8-Fiber, Plenum | CommScope® | Propel ¦ SYSTIMAX ULL |  | Fiber array cable assembly
ALGMPLUCD |  | Base Product | Ultra Low Loss ULL TeraSPEED® MPO(Non-Pinned) to LC/UPC Uniboot Ruggedized fanout Cable, 12-Fiber, Plenum, 12 fiber PmP 2.0 mm Dca | CommScope® | SYSTIMAX ULL |  | Ruggedized fanout
URXMPLUF2 |  | Base Product | Ultra Low Loss OM4 MPO8 Unpinned to LC/UPC Uniboot 12-Fiber Low Smoke Zero Halogen/Riser Array Cord | CommScope® | SYSTIMAX ULL |  | Fiber array cable assembly
UGGMXUCSM |  | Base Product | Ultra Low Loss (ULL) Singlemode MPO12 (Pinned) to Unconnectorized, Fiber Trunk Cable Assembly, 144-Fiber, Plenum | CommScope® | SYSTIMAX ULL |  | Fiber trunk cable assembly
UGGMXUCSH |  | Base Product | Ultra Low Loss (ULL) Singlemode MPO12 (Pinned) to Unconnectorized, Fiber Trunk Cable Assembly, 48-Fiber, Plenum | CommScope® | SYSTIMAX ULL |  | Fiber trunk cable assembly
UJXMXMXCP |  | Base Product | Ultra Low Loss ULL LazrSPEED® 550 MPO(Pinned) to MPO(Pinned) Pre-terminated Trunk Cable, MPO12, 288-Fiber, LSZH, 12 fiber PmP 2.0 mm | CommScope® | Propel |  | Fiber trunk cable assembly
UJGMXUCSF |  | Base Product | Ultra Low Loss (ULL) Singlemode MPO12 (Pinned) to Unconnectorized, Fiber Trunk Cable Assembly, 24-Fiber, Dual Rated LSZH/Riser Cca | CommScope® | SYSTIMAX ULL |  | Fiber trunk cable assembly
UNGEDLFCK |  | Base Product | Ultra Low Loss ULL TeraSPEED® LSH to LC/UPC Grade B, Ruggedized fanout Cable, 72-Fiber, LSZH, 12 fiber PmP 2.0 mm Dca | CommScope® | SYSTIMAX ULL |  | Ruggedized fanout
UHGMXMXCD |  | Base Product | Singlemode MPO12 APC (pinned) to MPO12 APC (pinned) Fiber Trunk Cable Assembly, 12-Fiber, Armored Indoor Plenum | CommScope® | Propel ¦ SYSTIMAX ULL |  | Fiber trunk cable assembly
UKVMXUCCD |  | Base Product | Ultra Low Loss (ULL) OM5 MPO12 UPC (pinned) to Unconnectorized Fiber Trunk Cable Assembly, 12-Fiber, Armored Indoor Dual Rated (OFNR/LSZH) | CommScope® | Propel ¦ SYSTIMAX ULL |  | Fiber trunk cable assembly
UHGMXMXCF |  | Base Product | Singlemode MPO12 APC (pinned) to MPO12 APC (pinned) Fiber Trunk Cable Assembly, 24-Fiber, Armored Indoor Plenum | CommScope® | Propel ¦ SYSTIMAX ULL |  | Fiber trunk cable assembly
UKVMXUCCF |  | Base Product | Ultra Low Loss (ULL) OM5 MPO12 UPC (pinned) to Unconnectorized Fiber Trunk Cable Assembly, 24-Fiber, Armored Indoor Dual Rated (OFNR/LSZH) | CommScope® | Propel ¦ SYSTIMAX ULL |  | Fiber trunk cable assembly
UHGMXMXCG |  | Base Product | Singlemode MPO12 APC (pinned) to MPO12 APC (pinned) Fiber Trunk Cable Assembly, 36-Fiber, Armored Indoor Plenum | CommScope® | Propel ¦ SYSTIMAX ULL |  | Fiber trunk cable assembly
UKVQZQZTL |  | Base Product | Ultra Low Loss (ULL) OM5 MPO8 APC (pinned) to MPO8 APC (pinned) Fiber Trunk Cable Assembly, 96-Fiber, Armored Indoor Dual Rated (OFNR/LSZH) | CommScope® | Propel ¦ SYSTIMAX ULL |  | Fiber trunk cable assembly
UHXRZUC8Q |  | Base Product | Ultra Low Loss (ULL) OM4 MPO16 APC (pinned) to Unconnectorized, Fiber Trunk Cable Assembly, 128-Fiber, Armored Indoor Plenum | CommScope® | Propel ¦ SYSTIMAX ULL |  | Fiber trunk cable assembly
UKXMXMXCD |  | Base Product | Ultra Low Loss (ULL) OM4 MPO12 UPC (pinned) to MPO12 UPC (pinned) Fiber Trunk Cable Assembly, 12-Fiber, Armored Indoor Low Smoke Zero Halogen (LSZH) | CommScope® | Propel ¦ SYSTIMAX ULL |  | Fiber trunk cable assembly
UKVQZQZTN |  | Base Product | Ultra Low Loss (ULL) OM5 MPO8 APC (pinned) to MPO8 APC (pinned) Fiber Trunk Cable Assembly, 192-Fiber, Armored Indoor Dual Rated (OFNR/LSZH) | CommScope® | Propel ¦ SYSTIMAX ULL |  | Fiber trunk cable assembly
UKVQZQZTR |  | Base Product | Ultra Low Loss (ULL) OM5 MPO8 APC (pinned) to MPO8 APC (pinned) Fiber Trunk Cable Assembly, 16-Fiber, Armored Indoor Dual Rated (OFNR/LSZH) | CommScope® | Propel ¦ SYSTIMAX ULL |  | Fiber trunk cable assembly
UKXMXMXCF |  | Base Product | Ultra Low Loss (ULL) OM4 MPO12 UPC (pinned) to MPO12 UPC (pinned) Fiber Trunk Cable Assembly, 24-Fiber, Armored Indoor Low Smoke Zero Halogen (LSZH) | CommScope® | Propel ¦ SYSTIMAX ULL |  | Fiber trunk cable assembly
UKVMXUCCK |  | Base Product | Ultra Low Loss (ULL) OM5 MPO12 UPC (pinned) to Unconnectorized Fiber Trunk Cable Assembly, 72-Fiber, Armored Indoor Dual Rated (OFNR/LSZH) | CommScope® | Propel ¦ SYSTIMAX ULL |  | Fiber trunk cable assembly
UKVMXUCCL |  | Base Product | Ultra Low Loss (ULL) OM5 MPO12 UPC (pinned) to Unconnectorized Fiber Trunk Cable Assembly, 96-Fiber, Armored Indoor Dual Rated (OFNR/LSZH) | CommScope® | Propel ¦ SYSTIMAX ULL |  | Fiber trunk cable assembly
UKVMXUCCM |  | Base Product | Ultra Low Loss (ULL) OM5 MPO12 UPC (pinned) to Unconnectorized Fiber Trunk Cable Assembly, 144Fiber, Armored Indoor Dual Rated (OFNR/LSZH) | CommScope® | Propel ¦ SYSTIMAX ULL |  | Fiber trunk cable assembly
UKVQZQZTS |  | Base Product | Ultra Low Loss (ULL) OM5 MPO8 APC (pinned) to MPO8 APC (pinned) Fiber Trunk Cable Assembly, 32-Fiber, Armored Indoor Dual Rated (OFNR/LSZH) | CommScope® | Propel ¦ SYSTIMAX ULL |  | Fiber trunk cable assembly
UKXMXMXCK |  | Base Product | Ultra Low Loss (ULL) OM4 MPO12 UPC (pinned) to MPO12 UPC (pinned) Fiber Trunk Cable Assembly, 72-Fiber, Armored Indoor Low Smoke Zero Halogen (LSZH) | CommScope® | Propel ¦ SYSTIMAX ULL |  | Fiber trunk cable assembly
UKVQZUCT8 |  | Base Product | Ultra Low Loss (ULL) OM5 MPO8 APC (pinned) to Unconnectorized Fiber Trunk Cable Assembly, 8-Fiber, Armored Indoor Dual Rated (OFNR/LSZH) | CommScope® | Propel ¦ SYSTIMAX ULL |  | Fiber trunk cable assembly
UKXMXMXCN |  | Base Product | Ultra Low Loss (ULL) OM4 MPO12 UPC (pinned) to MPO12 UPC (pinned) Fiber Trunk Cable Assembly, 192-Fiber, Armored Indoor Low Smoke Zero Halogen (LSZH) | CommScope® | Propel ¦ SYSTIMAX ULL |  | Fiber trunk cable assembly
UKGMXMXCK |  | Base Product | Singlemode MPO12 APC (pinned) to MPO12 APC (pinned) Fiber Trunk Cable Assembly, 72-Fiber, Armored Indoor Dual Rated (OFNR/LSZH) | CommScope® | Propel ¦ SYSTIMAX ULL |  | Fiber trunk cable assembly
UKVQZUCTF |  | Base Product | Ultra Low Loss (ULL) OM5 MPO8 APC (pinned) to Unconnectorized Fiber Trunk Cable Assembly, 24-Fiber, Armored Indoor Dual Rated (OFNR/LSZH) | CommScope® | Propel ¦ SYSTIMAX ULL |  | Fiber trunk cable assembly
U3GQXUCTL |  | Base Product | Ultra Low Loss (ULL) Singlemode MPO8 (Pinned) to unconnectorized, Fiber Trunk Cable Assembly, 96-Fiber, LZSH B2ca | CommScope® | Propel ¦ SYSTIMAX ULL |  | Fiber trunk cable assembly
UJXQPUCTF |  | Base Product | Ultra Low Loss (ULL) OM4 MPO8 (Non-Pinned) to unconnectorized, Fiber Trunk Cable Assembly, 24-Fiber, Dual Rated (OFNR/LSZH) | CommScope® | Propel ¦ SYSTIMAX ULL |  | Fiber trunk cable assembly
UQGQXLUF8 |  | Base Product | Ultra Low Loss (ULL) Singlemode MPO8 (Pinned) to LC/UPC Uniboot, Fiber Array Cable Assembly, 8-Fiber, Plenum | CommScope® | Propel ¦ SYSTIMAX ULL |  | Fiber array cable assembly
U3XQXQXTF |  | Base Product | Ultra Low Loss (ULL) OM4 MPO8 (Pinned) to MPO8 (Pinned), Fiber Trunk Cable Assembly, 24-Fiber, LZSH B2ca | CommScope® | Propel ¦ SYSTIMAX ULL |  | Fiber trunk cable assembly
UGGQPUCTL |  | Base Product | Ultra Low Loss (ULL) Singlemode MPO8 (Non-Pinned) to unconnectorized, Fiber Trunk Cable Assembly, 96-Fiber, Plenum | CommScope® | Propel ¦ SYSTIMAX ULL |  | Fiber trunk cable assembly
UJGQXQXTN |  | Base Product | Ultra Low Loss (ULL) Singlemode MPO8 (Pinned) to MPO8 (Pinned), Fiber Trunk Cable Assembly, 192-Fiber, Dual Rated (OFNR/LSZH) | CommScope® | Propel ¦ SYSTIMAX ULL |  | Fiber trunk cable assembly
UJVQPUCTS |  | Base Product | Ultra Low Loss (ULL) OM5 MPO8 (Non-Pinned) to unconnectorized, Fiber Trunk Cable Assembly, 32-Fiber, Dual Rated (OFNR/LSZH) | CommScope® | Propel ¦ SYSTIMAX ULL |  | Fiber trunk cable assembly
UJXQPUCTH |  | Base Product | Ultra Low Loss (ULL) OM4 MPO8 (Non-Pinned) to unconnectorized, Fiber Trunk Cable Assembly, 48-Fiber, Dual Rated (OFNR/LSZH) | CommScope® | Propel ¦ SYSTIMAX ULL |  | Fiber trunk cable assembly
UGVQPQXTR |  | Base Product | Ultra Low Loss (ULL) OM5 MPO8 (Non-Pinned) to MPO8 (Pinned), Fiber Trunk Cable Assembly, 16-Fiber, Plenum | CommScope® | Propel ¦ SYSTIMAX ULL |  | Fiber trunk cable assembly
UQGQXQXF8 |  | Base Product | Ultra Low Loss (ULL) Singlemode MPO8 (Pinned) to MPO8 (Pinned), Fiber Patch Cord, 8-Fiber, Plenum | CommScope® | Propel ¦ SYSTIMAX ULL |  | Fiber array cable assembly
U3XQXQXTH |  | Base Product | Ultra Low Loss (ULL) OM4 MPO8 (Pinned) to MPO8 (Pinned), Fiber Trunk Cable Assembly, 48-Fiber, LZSH B2ca | CommScope® | Propel ¦ SYSTIMAX ULL |  | Fiber trunk cable assembly
UJVQPUCTU |  | Base Product | Ultra Low Loss (ULL) OM5 MPO8 (Non-Pinned) to unconnectorized, Fiber Trunk Cable Assembly, 64-Fiber, Dual Rated (OFNR/LSZH) | CommScope® | Propel ¦ SYSTIMAX ULL |  | Fiber trunk cable assembly
U3GQPQXTK |  | Base Product | Ultra Low Loss (ULL) Singlemode MPO8 (Non-Pinned) to MPO8 (Pinned), Fiber Trunk Cable Assembly, 72-Fiber, LZSH B2ca | CommScope® | Propel ¦ SYSTIMAX ULL |  | Fiber trunk cable assembly
U3GQXUCTN |  | Base Product | Ultra Low Loss (ULL) Singlemode MPO8 (Pinned) to unconnectorized, Fiber Trunk Cable Assembly, 192-Fiber, LZSH B2ca | CommScope® | Propel ¦ SYSTIMAX ULL |  | Fiber trunk cable assembly
UJXQPUCTK |  | Base Product | Ultra Low Loss (ULL) OM4 MPO8 (Non-Pinned) to unconnectorized, Fiber Trunk Cable Assembly, 72-Fiber, Dual Rated (OFNR/LSZH) | CommScope® | Propel ¦ SYSTIMAX ULL |  | Fiber trunk cable assembly
UQGQXUCF8 |  | Base Product | Ultra Low Loss (ULL) Singlemode MPO8 (Pinned) to unconnectorized, Fiber Array Cable Assembly, 8-Fiber, Plenum | CommScope® | Propel ¦ SYSTIMAX ULL |  | Fiber array cable assembly
UGXQXUCTM |  | Base Product | Ultra Low Loss (ULL) OM4 MPO8 (Pinned) to unconnectorized, Fiber Trunk Cable Assembly, 144-Fiber, Plenum | CommScope® | Propel ¦ SYSTIMAX ULL |  | Fiber trunk cable assembly
U3XQXQXTK |  | Base Product | Ultra Low Loss (ULL) OM4 MPO8 (Pinned) to MPO8 (Pinned), Fiber Trunk Cable Assembly, 72-Fiber, LZSH B2ca | CommScope® | Propel ¦ SYSTIMAX ULL |  | Fiber trunk cable assembly
UJVQXQXT8 |  | Base Product | Ultra Low Loss (ULL) OM5 MPO8 (Pinned) to MPO8 (Pinned), Fiber Trunk Cable Assembly, 8-Fiber, Dual Rated (OFNR/LSZH) | CommScope® | Propel ¦ SYSTIMAX ULL |  | Fiber trunk cable assembly
U3GQXUCTR |  | Base Product | Ultra Low Loss (ULL) Singlemode MPO8 (Pinned) to unconnectorized, Fiber Trunk Cable Assembly, 16-Fiber, LZSH B2ca | CommScope® | Propel ¦ SYSTIMAX ULL |  | Fiber trunk cable assembly
UQVQPLUF8 |  | Base Product | Ultra Low Loss (ULL) OM5 MPO8 (Non-Pinned) to LC/UPC Uniboot, Fiber Array Cable Assembly, 8-Fiber, Plenum | CommScope® | Propel ¦ SYSTIMAX ULL |  | Fiber array cable assembly
UGVQPQXTU |  | Base Product | Ultra Low Loss (ULL) OM5 MPO8 (Non-Pinned) to MPO8 (Pinned), Fiber Trunk Cable Assembly, 64-Fiber, Plenum | CommScope® | Propel ¦ SYSTIMAX ULL |  | Fiber trunk cable assembly
UJGQXQXTU |  | Base Product | Ultra Low Loss (ULL) Singlemode MPO8 (Pinned) to MPO8 (Pinned), Fiber Trunk Cable Assembly,64-Fiber, Dual Rated (OFNR/LSZH) | CommScope® | Propel ¦ SYSTIMAX ULL |  | Fiber trunk cable assembly
UGGQPUCTR |  | Base Product | Ultra Low Loss (ULL) Singlemode MPO8 (Non-Pinned) to unconnectorized, Fiber Trunk Cable Assembly, 16-Fiber, Plenum | CommScope® | Propel ¦ SYSTIMAX ULL |  | Fiber trunk cable assembly
UJVQXQXTF |  | Base Product | Ultra Low Loss (ULL) OM5 MPO8 (Pinned) to MPO8 (Pinned), Fiber Trunk Cable Assembly, 24-Fiber, Dual Rated (OFNR/LSZH) | CommScope® | Propel ¦ SYSTIMAX ULL |  | Fiber trunk cable assembly
U3GQXUCTS |  | Base Product | Ultra Low Loss (ULL) Singlemode MPO8 (Pinned) to unconnectorized, Fiber Trunk Cable Assembly, 32-Fiber, LZSH B2ca | CommScope® | Propel ¦ SYSTIMAX ULL |  | Fiber trunk cable assembly
UGVQPUCT8 |  | Base Product | Ultra Low Loss (ULL) OM5 MPO8 (Non-Pinned) to unconnectorized, Fiber Trunk Cable Assembly, 8-Fiber, Plenum | CommScope® | Propel ¦ SYSTIMAX ULL |  | Fiber trunk cable assembly
UGXQXUCTR |  | Base Product | Ultra Low Loss (ULL) OM4 MPO8 (Pinned) to unconnectorized, Fiber Trunk Cable Assembly, 16-Fiber, Plenum | CommScope® | Propel ¦ SYSTIMAX ULL |  | Fiber trunk cable assembly
UJGQXUCT8 |  | Base Product | Ultra Low Loss (ULL) Singlemode MPO8 (Pinned) to unconnectorized, Fiber Trunk Cable Assembly, 8-Fiber, Dual Rated (OFNR/LSZH) | CommScope® | Propel ¦ SYSTIMAX ULL |  | Fiber trunk cable assembly
U3GQXUCTU |  | Base Product | Ultra Low Loss (ULL) Singlemode MPO8 (Pinned) to unconnectorized, Fiber Trunk Cable Assembly, 64-Fiber, LZSH B2ca | CommScope® | Propel ¦ SYSTIMAX ULL |  | Fiber trunk cable assembly
UGVQPUCTF |  | Base Product | Ultra Low Loss (ULL) OM5 MPO8 (Non-Pinned) to unconnectorized, Fiber Trunk Cable Assembly, 24-Fiber, Plenum | CommScope® | Propel ¦ SYSTIMAX ULL |  | Fiber trunk cable assembly
UJXQPUCTN |  | Base Product | Ultra Low Loss (ULL) OM4 MPO8 (Non-Pinned) to unconnectorized, Fiber Trunk Cable Assembly, 192-Fiber, Dual Rated (OFNR/LSZH) | CommScope® | Propel ¦ SYSTIMAX ULL |  | Fiber trunk cable assembly
U3XQXQXTN |  | Base Product | Ultra Low Loss (ULL) OM4 MPO8 (Pinned) to MPO8 (Pinned), Fiber Trunk Cable Assembly, 192-Fiber, LZSH B2ca | CommScope® | Propel ¦ SYSTIMAX ULL |  | Fiber trunk cable assembly
UJGQXUCTF |  | Base Product | Ultra Low Loss (ULL) Singlemode MPO8 (Pinned) to unconnectorized, Fiber Trunk Cable Assembly, 24-Fiber, Dual Rated (OFNR/LSZH) | CommScope® | Propel ¦ SYSTIMAX ULL |  | Fiber trunk cable assembly
UGXQXUCTS |  | Base Product | Ultra Low Loss (ULL) OM4 MPO8 (Pinned) to unconnectorized, Fiber Trunk Cable Assembly,32-Fiber, Plenum | CommScope® | Propel ¦ SYSTIMAX ULL |  | Fiber trunk cable assembly
U3VQPQXT8 |  | Base Product | Ultra Low Loss (ULL) OM5 MPO8 (Non-Pinned) to MPO8 (Pinned), Fiber Trunk Cable Assembly, 8-Fiber, LZSH B2ca | CommScope® | Propel ¦ SYSTIMAX ULL |  | Fiber trunk cable assembly
UJVQXQXTK |  | Base Product | Ultra Low Loss (ULL) OM5 MPO8 (Pinned) to MPO8 (Pinned), Fiber Trunk Cable Assembly, 72-Fiber, Dual Rated (OFNR/LSZH) | CommScope® | Propel ¦ SYSTIMAX ULL |  | Fiber trunk cable assembly
UJXQPUCTR |  | Base Product | Ultra Low Loss (ULL) OM4 MPO8 (Non-Pinned) to unconnectorized, Fiber Trunk Cable Assembly, 16-Fiber, Dual Rated (OFNR/LSZH) | CommScope® | Propel ¦ SYSTIMAX ULL |  | Fiber trunk cable assembly
UQVQPUCF8 |  | Base Product | Ultra Low Loss (ULL) OM5 MPO8 (Non-Pinned) to unconnectorized, Fiber Array Cable Assembly, 8-Fiber, Plenum | CommScope® | Propel ¦ SYSTIMAX ULL |  | Fiber array cable assembly
UGXQPQXTL |  | Base Product | Ultra Low Loss (ULL) OM4 MPO8 (Non-Pinned) to MPO8 (Pinned), Fiber Trunk Cable Assembly, 96-Fiber, Plenum | CommScope® | Propel ¦ SYSTIMAX ULL |  | Fiber trunk cable assembly
UGXQXUCTU |  | Base Product | Ultra Low Loss (ULL) OM4 MPO8 (Pinned) to unconnectorized, Fiber Trunk Cable Assembly,64-Fiber, Plenum | CommScope® | Propel ¦ SYSTIMAX ULL |  | Fiber trunk cable assembly
U3VQPQXTF |  | Base Product | Ultra Low Loss (ULL) OM5 MPO8 (Non-Pinned) to MPO8 (Pinned), Fiber Trunk Cable Assembly, 24-Fiber, LZSH B2ca | CommScope® | Propel ¦ SYSTIMAX ULL |  | Fiber trunk cable assembly
UJVQXQXTL |  | Base Product | Ultra Low Loss (ULL) OM5 MPO8 (Pinned) to MPO8 (Pinned), Fiber Trunk Cable Assembly, 96-Fiber, Dual Rated (OFNR/LSZH) | CommScope® | Propel ¦ SYSTIMAX ULL |  | Fiber trunk cable assembly
UGVQPUCTK |  | Base Product | Ultra Low Loss (ULL) OM5 MPO8 (Non-Pinned) to unconnectorized, Fiber Trunk Cable Assembly, 72-Fiber, Plenum | CommScope® | Propel ¦ SYSTIMAX ULL |  | Fiber trunk cable assembly
UGXQPQXTM |  | Base Product | Ultra Low Loss (ULL) OM4 MPO8 (Non-Pinned) to MPO8 (Pinned), Fiber Trunk Cable Assembly, 144-Fiber, Plenum | CommScope® | Propel ¦ SYSTIMAX ULL |  | Fiber trunk cable assembly
U3VQPQXTH |  | Base Product | Ultra Low Loss (ULL) OM5 MPO8 (Non-Pinned) to MPO8 (Pinned), Fiber Trunk Cable Assembly, 48-Fiber, LZSH B2ca | CommScope® | Propel ¦ SYSTIMAX ULL |  | Fiber trunk cable assembly
UGGQXQXT8 |  | Base Product | Ultra Low Loss (ULL) Singlemode MPO8 (Pinned) to MPO8 (Pinned), Fiber Trunk Cable Assembly, 8-Fiber, Plenum | CommScope® | Propel ¦ SYSTIMAX ULL |  | Fiber trunk cable assembly
UGXQPQXTN |  | Base Product | Ultra Low Loss (ULL) OM4 MPO8 (Non-Pinned) to MPO8 (Pinned), Fiber Trunk Cable Assembly, 192-Fiber, Plenum | CommScope® | Propel ¦ SYSTIMAX ULL |  | Fiber trunk cable assembly
U3VQPQXTK |  | Base Product | Ultra Low Loss (ULL) OM5 MPO8 (Non-Pinned) to MPO8 (Pinned), Fiber Trunk Cable Assembly, 72-Fiber, LZSH B2ca | CommScope® | Propel ¦ SYSTIMAX ULL |  | Fiber trunk cable assembly
UJGQPQXTF |  | Base Product | Ultra Low Loss (ULL) Singlemode MPO8 (Non-Pinned) to MPO8 (Pinned), Fiber Trunk Cable Assembly, 24-Fiber, Dual Rated (OFNR/LSZH) | CommScope® | Propel ¦ SYSTIMAX ULL |  | Fiber trunk cable assembly
U3GQPQXTU |  | Base Product | Ultra Low Loss (ULL) Singlemode MPO8 (Non-Pinned) to MPO8 (Pinned), Fiber Trunk Cable Assembly, 64-Fiber, LZSH B2ca | CommScope® | Propel ¦ SYSTIMAX ULL |  | Fiber trunk cable assembly
UJGQPQXTH |  | Base Product | Ultra Low Loss (ULL) Singlemode MPO8 (Non-Pinned) to MPO8 (Pinned), Fiber Trunk Cable Assembly, 48-Fiber, Dual Rated (OFNR/LSZH) | CommScope® | Propel ¦ SYSTIMAX ULL |  | Fiber trunk cable assembly
U3VQXQXTS |  | Base Product | Ultra Low Loss (ULL) OM5 MPO8 (Pinned) to MPO8 (Pinned), Fiber Trunk Cable Assembly, 32-Fiber, LZSH B2ca | CommScope® | Propel ¦ SYSTIMAX ULL |  | Fiber trunk cable assembly
UQVQXUCF8 |  | Base Product | Ultra Low Loss (ULL) OM5 MPO8 (Pinned) to unconnectorized, Fiber Patch Cord, 8-Fiber, Plenum | CommScope® | Propel ¦ SYSTIMAX ULL |  | Fiber array cable assembly
UJGQPQXTK |  | Base Product | Ultra Low Loss (ULL) Singlemode MPO8 (Non-Pinned) to MPO8 (Pinned), Fiber Trunk Cable Assembly, 72-Fiber, Dual Rated (OFNR/LSZH) | CommScope® | Propel ¦ SYSTIMAX ULL |  | Fiber trunk cable assembly
U3GQPUCT8 |  | Base Product | Ultra Low Loss (ULL) Singlemode MPO8 (Non-Pinned) to unconnectorized, Fiber Trunk Cable Assembly, 8-Fiber, LZSH B2ca | CommScope® | Propel ¦ SYSTIMAX ULL |  | Fiber trunk cable assembly
UGVQPUCTN |  | Base Product | Ultra Low Loss (ULL) OM5 MPO8 (Non-Pinned) to unconnectorized, Fiber Trunk Cable Assembly, 192-Fiber, Plenum | CommScope® | Propel ¦ SYSTIMAX ULL |  | Fiber trunk cable assembly
UJGQPQXTL |  | Base Product | Ultra Low Loss (ULL) Singlemode MPO8 (Non-Pinned) to MPO8 (Pinned), Fiber Trunk Cable Assembly, 96-Fiber, Dual Rated (OFNR/LSZH) | CommScope® | Propel ¦ SYSTIMAX ULL |  | Fiber trunk cable assembly
U3VQXUCT8 |  | Base Product | Ultra Low Loss (ULL) OM5 MPO8 (Pinned) to unconnectorized, Fiber Trunk Cable Assembly, 8-Fiber, LZSH B2ca | CommScope® | Propel ¦ SYSTIMAX ULL |  | Fiber trunk cable assembly
UJGQPQXTM |  | Base Product | Ultra Low Loss (ULL) Singlemode MPO8 (Non-Pinned) to MPO8 (Pinned), Fiber Trunk Cable Assembly, 144-Fiber, Dual Rated (OFNR/LSZH) | CommScope® | Propel ¦ SYSTIMAX ULL |  | Fiber trunk cable assembly
U3XQXUCTH |  | Base Product | Ultra Low Loss (ULL) OM4 MPO8 (Pinned) to unconnectorized, Fiber Trunk Cable Assembly, 48-Fiber, LZSH B2ca | CommScope® | Propel ¦ SYSTIMAX ULL |  | Fiber trunk cable assembly
UQXQPQPF8 |  | Base Product | Ultra Low Loss (ULL) OM4 MPO8 (Non-Pinned) to MPO8 (Non-Pinned), Fiber Array Cable Assembly, 8-Fiber, Plenum | CommScope® | Propel ¦ SYSTIMAX ULL |  | Fiber array cable assembly
U3VQPQXTL |  | Base Product | Ultra Low Loss (ULL) OM5 MPO8 (Non-Pinned) to MPO8 (Pinned), Fiber Trunk Cable Assembly, 96-Fiber, LZSH B2ca | CommScope® | Propel ¦ SYSTIMAX ULL |  | Fiber trunk cable assembly
UJGQPQXTN |  | Base Product | Ultra Low Loss (ULL) Singlemode MPO8 (Non-Pinned) to MPO8 (Pinned), Fiber Trunk Cable Assembly, 192-Fiber, Dual Rated (OFNR/LSZH) | CommScope® | Propel ¦ SYSTIMAX ULL |  | Fiber trunk cable assembly
U3XQXUCTK |  | Base Product | Ultra Low Loss (ULL) OM4 MPO8 (Pinned) to unconnectorized, Fiber Trunk Cable Assembly, 72-Fiber, LZSH B2ca | CommScope® | Propel ¦ SYSTIMAX ULL |  | Fiber trunk cable assembly
UQXQPQXF8 |  | Base Product | Ultra Low Loss (ULL) OM4 MPO8 (Non-Pinned) to MPO8 (Pinned), Fiber Array Cable Assembly, 8-Fiber, Plenum | CommScope® | Propel ¦ SYSTIMAX ULL |  | Fiber array cable assembly
UGVQPUCTU |  | Base Product | Ultra Low Loss (ULL) OM5 MPO8 (Non-Pinned) to unconnectorized, Fiber Trunk Cable Assembly, 64-Fiber, Plenum | CommScope® | Propel ¦ SYSTIMAX ULL |  | Fiber trunk cable assembly
UJGQXUCTL |  | Base Product | Ultra Low Loss (ULL) Singlemode MPO8 (Pinned) to unconnectorized, Fiber Trunk Cable Assembly, 96-Fiber, Dual Rated (OFNR/LSZH) | CommScope® | Propel ¦ SYSTIMAX ULL |  | Fiber trunk cable assembly
UJVQXQXTN |  | Base Product | Ultra Low Loss (ULL) OM5 MPO8 (Pinned) to MPO8 (Pinned), Fiber Trunk Cable Assembly, 192-Fiber, Dual Rated (OFNR/LSZH) | CommScope® | Propel ¦ SYSTIMAX ULL |  | Fiber trunk cable assembly
U3XQXUCTL |  | Base Product | Ultra Low Loss (ULL) OM4 MPO8 (Pinned) to unconnectorized, Fiber Trunk Cable Assembly, 96-Fiber, LZSH B2ca | CommScope® | Propel ¦ SYSTIMAX ULL |  | Fiber trunk cable assembly
UJGQPQXTR |  | Base Product | Ultra Low Loss (ULL) Singlemode MPO8 (Non-Pinned) to MPO8 (Pinned), Fiber Trunk Cable Assembly, 16-Fiber, Dual Rated (OFNR/LSZH) | CommScope® | Propel ¦ SYSTIMAX ULL |  | Fiber trunk cable assembly
UGVQXQXT8 |  | Base Product | Ultra Low Loss (ULL) OM5 MPO8 (Pinned) to MPO8 (Pinned), Fiber Trunk Cable Assembly, 8-Fiber, Plenum | CommScope® | Propel ¦ SYSTIMAX ULL |  | Fiber trunk cable assembly
UJXQXQXTF |  | Base Product | Ultra Low Loss (ULL) OM4 MPO8 (Pinned) to MPO8 (Pinned), Fiber Trunk Cable Assembly, 24-Fiber, Dual Rated (OFNR/LSZH) | CommScope® | Propel ¦ SYSTIMAX ULL |  | Fiber trunk cable assembly
UQXQXLUF8 |  | Base Product | Ultra Low Loss (ULL) OM4 MPO8 (Pinned) to LC/UPC Uniboot, Fiber Array Cable Assembly, 8-Fiber, Plenum | CommScope® | Propel ¦ SYSTIMAX ULL |  | Fiber array cable assembly
U3GQPUCTK |  | Base Product | Ultra Low Loss (ULL) Singlemode MPO8 (Non-Pinned) to unconnectorized, Fiber Trunk Cable Assembly, 72-Fiber, LZSH B2ca | CommScope® | Propel ¦ SYSTIMAX ULL |  | Fiber trunk cable assembly
U3VQXUCTL |  | Base Product | Ultra Low Loss (ULL) OM5 MPO8 (Pinned) to unconnectorized, Fiber Trunk Cable Assembly, 96-Fiber, LZSH B2ca | CommScope® | Propel ¦ SYSTIMAX ULL |  | Fiber trunk cable assembly
UGVQXQXTF |  | Base Product | Ultra Low Loss (ULL) OM5 MPO8 (Pinned) to MPO8 (Pinned), Fiber Trunk Cable Assembly, 24-Fiber, Plenum | CommScope® | Propel ¦ SYSTIMAX ULL |  | Fiber trunk cable assembly
UJVQXQXTS |  | Base Product | Ultra Low Loss (ULL) OM5 MPO8 (Pinned) to MPO8 (Pinned), Fiber Trunk Cable Assembly,32-Fiber, Dual Rated (OFNR/LSZH) | CommScope® | Propel ¦ SYSTIMAX ULL |  | Fiber trunk cable assembly
U3VQPQXTR |  | Base Product | Ultra Low Loss (ULL) OM5 MPO8 (Non-Pinned) to MPO8 (Pinned), Fiber Trunk Cable Assembly, 16-Fiber, LZSH B2ca | CommScope® | Propel ¦ SYSTIMAX ULL |  | Fiber trunk cable assembly
UJXQXQXTH |  | Base Product | Ultra Low Loss (ULL) OM4 MPO8 (Pinned) to MPO8 (Pinned), Fiber Trunk Cable Assembly, 48-Fiber, Dual Rated (OFNR/LSZH) | CommScope® | Propel ¦ SYSTIMAX ULL |  | Fiber trunk cable assembly
UQXQXQXF8 |  | Base Product | Ultra Low Loss (ULL) OM4 MPO8 (Pinned) to MPO8 (Pinned), Fiber Patch Cord, 8-Fiber, Plenum | CommScope® | Propel ¦ SYSTIMAX ULL |  | Fiber array cable assembly
U3VQXUCTM |  | Base Product | Ultra Low Loss (ULL) OM5 MPO8 (Pinned) to unconnectorized, Fiber Trunk Cable Assembly, 144-Fiber, LZSH B2ca | CommScope® | Propel ¦ SYSTIMAX ULL |  | Fiber trunk cable assembly
U3GQPUCTL |  | Base Product | Ultra Low Loss (ULL) Singlemode MPO8 (Non-Pinned) to unconnectorized, Fiber Trunk Cable Assembly, 96-Fiber, LZSH B2ca | CommScope® | Propel ¦ SYSTIMAX ULL |  | Fiber trunk cable assembly
UJVQXQXTU |  | Base Product | Ultra Low Loss (ULL) OM5 MPO8 (Pinned) to MPO8 (Pinned), Fiber Trunk Cable Assembly,64-Fiber, Dual Rated (OFNR/LSZH) | CommScope® | Propel ¦ SYSTIMAX ULL |  | Fiber trunk cable assembly
U3VQPQXTS |  | Base Product | Ultra Low Loss (ULL) OM5 MPO8 (Non-Pinned) to MPO8 (Pinned), Fiber Trunk Cable Assembly, 32-Fiber, LZSH B2ca | CommScope® | Propel ¦ SYSTIMAX ULL |  | Fiber trunk cable assembly
UJXQXQXTK |  | Base Product | Ultra Low Loss (ULL) OM4 MPO8 (Pinned) to MPO8 (Pinned), Fiber Trunk Cable Assembly, 72-Fiber, Dual Rated (OFNR/LSZH) | CommScope® | Propel ¦ SYSTIMAX ULL |  | Fiber trunk cable assembly
UGGQXQXTS |  | Base Product | Ultra Low Loss (ULL) Singlemode MPO8 (Pinned) to MPO8 (Pinned), Fiber Trunk Cable Assembly,32-Fiber, Plenum | CommScope® | Propel ¦ SYSTIMAX ULL |  | Fiber trunk cable assembly
UGXQPQXTR |  | Base Product | Ultra Low Loss (ULL) OM4 MPO8 (Non-Pinned) to MPO8 (Pinned), Fiber Trunk Cable Assembly, 16-Fiber, Plenum | CommScope® | Propel ¦ SYSTIMAX ULL |  | Fiber trunk cable assembly
UJGQPUCT8 |  | Base Product | Ultra Low Loss (ULL) Singlemode MPO8 (Non-Pinned) to unconnectorized, Fiber Trunk Cable Assembly, 8-Fiber, Dual Rated (OFNR/LSZH) | CommScope® | Propel ¦ SYSTIMAX ULL |  | Fiber trunk cable assembly
U3VQXUCTN |  | Base Product | Ultra Low Loss (ULL) OM5 MPO8 (Pinned) to unconnectorized, Fiber Trunk Cable Assembly, 192-Fiber, LZSH B2ca | CommScope® | Propel ¦ SYSTIMAX ULL |  | Fiber trunk cable assembly
UJGQXUCTR |  | Base Product | Ultra Low Loss (ULL) Singlemode MPO8 (Pinned) to unconnectorized, Fiber Trunk Cable Assembly, 16-Fiber, Dual Rated (OFNR/LSZH) | CommScope® | Propel ¦ SYSTIMAX ULL |  | Fiber trunk cable assembly
UJVQXUCT8 |  | Base Product | Ultra Low Loss (ULL) OM5 MPO8 (Pinned) to unconnectorized, Fiber Trunk Cable Assembly, 8-Fiber, Dual Rated (OFNR/LSZH) | CommScope® | Propel ¦ SYSTIMAX ULL |  | Fiber trunk cable assembly
UGGQXQXTU |  | Base Product | Ultra Low Loss (ULL) Singlemode MPO8 (Pinned) to MPO8 (Pinned), Fiber Trunk Cable Assembly,64-Fiber, Plenum | CommScope® | Propel ¦ SYSTIMAX ULL |  | Fiber trunk cable assembly
URGQPLUF8 |  | Base Product | Ultra Low Loss (ULL) Singlemode MPO8 (Non-Pinned) to LC/UPC Uniboot, Fiber Array Cable Assembly, 8-Fiber, Dual Rated (OFNR/LSZH) | CommScope® | Propel ¦ SYSTIMAX ULL |  | Fiber array cable assembly
U3VQXUCTR |  | Base Product | Ultra Low Loss (ULL) OM5 MPO8 (Pinned) to unconnectorized, Fiber Trunk Cable Assembly, 16-Fiber, LZSH B2ca | CommScope® | Propel ¦ SYSTIMAX ULL |  | Fiber trunk cable assembly
U3GQPUCTN |  | Base Product | Ultra Low Loss (ULL) Singlemode MPO8 (Non-Pinned) to unconnectorized, Fiber Trunk Cable Assembly, 192-Fiber, LZSH B2ca | CommScope® | Propel ¦ SYSTIMAX ULL |  | Fiber trunk cable assembly
U3VQPUCT8 |  | Base Product | Ultra Low Loss (ULL) OM5 MPO8 (Non-Pinned) to unconnectorized, Fiber Trunk Cable Assembly, 8-Fiber, LZSH B2ca | CommScope® | Propel ¦ SYSTIMAX ULL |  | Fiber trunk cable assembly
UGXQPQXTU |  | Base Product | Ultra Low Loss (ULL) OM4 MPO8 (Non-Pinned) to MPO8 (Pinned), Fiber Trunk Cable Assembly, 64-Fiber, Plenum | CommScope® | Propel ¦ SYSTIMAX ULL |  | Fiber trunk cable assembly
UGGQXUCT8 |  | Base Product | Ultra Low Loss (ULL) Singlemode MPO8 (Pinned) to unconnectorized, Fiber Trunk Cable Assembly, 8-Fiber, Plenum | CommScope® | Propel ¦ SYSTIMAX ULL |  | Fiber trunk cable assembly
URGQPQPF8 |  | Base Product | Ultra Low Loss (ULL) Singlemode MPO8 (Non-Pinned) to MPO8 (Non-Pinned), Fiber Array Cable Assembly, 8-Fiber, Dual Rated (OFNR/LSZH) | CommScope® | Propel ¦ SYSTIMAX ULL |  | Fiber array cable assembly
UJGQPUCTH |  | Base Product | Ultra Low Loss (ULL) Singlemode MPO8 (Non-Pinned) to unconnectorized, Fiber Trunk Cable Assembly, 48-Fiber, Dual Rated (OFNR/LSZH) | CommScope® | Propel ¦ SYSTIMAX ULL |  | Fiber trunk cable assembly
U3XQXUCTU |  | Base Product | Ultra Low Loss (ULL) OM4 MPO8 (Pinned) to unconnectorized, Fiber Trunk Cable Assembly, 64-Fiber, LZSH B2ca | CommScope® | Propel ¦ SYSTIMAX ULL |  | Fiber trunk cable assembly
UGVQXQXTM |  | Base Product | Ultra Low Loss (ULL) OM5 MPO8 (Pinned) to MPO8 (Pinned), Fiber Trunk Cable Assembly, 144-Fiber, Plenum | CommScope® | Propel ¦ SYSTIMAX ULL |  | Fiber trunk cable assembly
UJGQXUCTU |  | Base Product | Ultra Low Loss (ULL) Singlemode MPO8 (Pinned) to unconnectorized, Fiber Trunk Cable Assembly,64-Fiber, Dual Rated (OFNR/LSZH) | CommScope® | Propel ¦ SYSTIMAX ULL |  | Fiber trunk cable assembly
U3VQPUCTF |  | Base Product | Ultra Low Loss (ULL) OM5 MPO8 (Non-Pinned) to unconnectorized, Fiber Trunk Cable Assembly, 24-Fiber, LZSH B2ca | CommScope® | Propel ¦ SYSTIMAX ULL |  | Fiber trunk cable assembly
UGXQPUCT8 |  | Base Product | Ultra Low Loss (ULL) OM4 MPO8 (Non-Pinned) to unconnectorized, Fiber Trunk Cable Assembly, 8-Fiber, Plenum | CommScope® | Propel ¦ SYSTIMAX ULL |  | Fiber trunk cable assembly
UGGQXUCTF |  | Base Product | Ultra Low Loss (ULL) Singlemode MPO8 (Pinned) to unconnectorized, Fiber Trunk Cable Assembly, 24-Fiber, Plenum | CommScope® | Propel ¦ SYSTIMAX ULL |  | Fiber trunk cable assembly
URGQPQXF8 |  | Base Product | Ultra Low Loss (ULL) Singlemode MPO8 (Non-Pinned) to MPO8 (Pinned), Fiber Array Cable Assembly, 8-Fiber, Dual Rated (OFNR/LSZH) | CommScope® | Propel ¦ SYSTIMAX ULL |  | Fiber array cable assembly
UJGQPUCTK |  | Base Product | Ultra Low Loss (ULL) Singlemode MPO8 (Non-Pinned) to unconnectorized, Fiber Trunk Cable Assembly, 72-Fiber, Dual Rated (OFNR/LSZH) | CommScope® | Propel ¦ SYSTIMAX ULL |  | Fiber trunk cable assembly
U3VQXUCTU |  | Base Product | Ultra Low Loss (ULL) OM5 MPO8 (Pinned) to unconnectorized, Fiber Trunk Cable Assembly, 64-Fiber, LZSH B2ca | CommScope® | Propel ¦ SYSTIMAX ULL |  | Fiber trunk cable assembly
U3GQPUCTS |  | Base Product | Ultra Low Loss (ULL) Singlemode MPO8 (Non-Pinned) to unconnectorized, Fiber Trunk Cable Assembly,32-Fiber, LZSH B2ca | CommScope® | Propel ¦ SYSTIMAX ULL |  | Fiber trunk cable assembly
UGVQXQXTN |  | Base Product | Ultra Low Loss (ULL) OM5 MPO8 (Pinned) to MPO8 (Pinned), Fiber Trunk Cable Assembly, 192-Fiber, Plenum | CommScope® | Propel ¦ SYSTIMAX ULL |  | Fiber trunk cable assembly
UGGQPQXT8 |  | Base Product | Ultra Low Loss (ULL) Singlemode MPO8 (Non-Pinned) to MPO8 (Pinned), Fiber Trunk Cable Assembly, 8-Fiber, Plenum | CommScope® | Propel ¦ SYSTIMAX ULL |  | Fiber trunk cable assembly
U3VQPUCTH |  | Base Product | Ultra Low Loss (ULL) OM5 MPO8 (Non-Pinned) to unconnectorized, Fiber Trunk Cable Assembly, 48-Fiber, LZSH B2ca | CommScope® | Propel ¦ SYSTIMAX ULL |  | Fiber trunk cable assembly
UGXQPUCTF |  | Base Product | Ultra Low Loss (ULL) OM4 MPO8 (Non-Pinned) to unconnectorized, Fiber Trunk Cable Assembly, 24-Fiber, Plenum | CommScope® | Propel ¦ SYSTIMAX ULL |  | Fiber trunk cable assembly
URGQPUCF8 |  | Base Product | Ultra Low Loss (ULL) Singlemode MPO8 (Non-Pinned) to unconnectorized, Fiber Array Cable Assembly, 8-Fiber, Dual Rated (OFNR/LSZH) | CommScope® | Propel ¦ SYSTIMAX ULL |  | Fiber array cable assembly
UGGQXUCTH |  | Base Product | Ultra Low Loss (ULL) Singlemode MPO8 (Pinned) to unconnectorized, Fiber Trunk Cable Assembly, 48-Fiber, Plenum | CommScope® | Propel ¦ SYSTIMAX ULL |  | Fiber trunk cable assembly
U3XQPQXT8 |  | Base Product | Ultra Low Loss (ULL) OM4 MPO8 (Non-Pinned) to MPO8 (Pinned), Fiber Trunk Cable Assembly, 8-Fiber, LZSH B2ca | CommScope® | Propel ¦ SYSTIMAX ULL |  | Fiber trunk cable assembly
UJVQPQXTF |  | Base Product | Ultra Low Loss (ULL) OM5 MPO8 (Non-Pinned) to MPO8 (Pinned), Fiber Trunk Cable Assembly, 24-Fiber, Dual Rated (OFNR/LSZH) | CommScope® | Propel ¦ SYSTIMAX ULL |  | Fiber trunk cable assembly
UJXQXQXTS |  | Base Product | Ultra Low Loss (ULL) OM4 MPO8 (Pinned) to MPO8 (Pinned), Fiber Trunk Cable Assembly,32-Fiber, Dual Rated (OFNR/LSZH) | CommScope® | Propel ¦ SYSTIMAX ULL |  | Fiber trunk cable assembly
U3VQPUCTK |  | Base Product | Ultra Low Loss (ULL) OM5 MPO8 (Non-Pinned) to unconnectorized, Fiber Trunk Cable Assembly, 72-Fiber, LZSH B2ca | CommScope® | Propel ¦ SYSTIMAX ULL |  | Fiber trunk cable assembly
UGXQPUCTH |  | Base Product | Ultra Low Loss (ULL) OM4 MPO8 (Non-Pinned) to unconnectorized, Fiber Trunk Cable Assembly, 48-Fiber, Plenum | CommScope® | Propel ¦ SYSTIMAX ULL |  | Fiber trunk cable assembly
UJVQXUCTM |  | Base Product | Ultra Low Loss (ULL) OM5 MPO8 (Pinned) to unconnectorized, Fiber Trunk Cable Assembly, 144-Fiber, Dual Rated (OFNR/LSZH) | CommScope® | Propel ¦ SYSTIMAX ULL |  | Fiber trunk cable assembly
UGGQXUCTL |  | Base Product | Ultra Low Loss (ULL) Singlemode MPO8 (Pinned) to unconnectorized, Fiber Trunk Cable Assembly, 96-Fiber, Plenum | CommScope® | Propel ¦ SYSTIMAX ULL |  | Fiber trunk cable assembly
U3VQPUCTL |  | Base Product | Ultra Low Loss (ULL) OM5 MPO8 (Non-Pinned) to unconnectorized, Fiber Trunk Cable Assembly, 96-Fiber, LZSH B2ca | CommScope® | Propel ¦ SYSTIMAX ULL |  | Fiber trunk cable assembly
U3XQPQXTH |  | Base Product | Ultra Low Loss (ULL) OM4 MPO8 (Non-Pinned) to MPO8 (Pinned), Fiber Trunk Cable Assembly, 48-Fiber, LZSH B2ca | CommScope® | Propel ¦ SYSTIMAX ULL |  | Fiber trunk cable assembly
U3GQXQXTF |  | Base Product | Ultra Low Loss (ULL) Singlemode MPO8 (Pinned) to MPO8 (Pinned), Fiber Trunk Cable Assembly, 24-Fiber, LZSH B2ca | CommScope® | Propel ¦ SYSTIMAX ULL |  | Fiber trunk cable assembly
UGGQPQXTK |  | Base Product | Ultra Low Loss (ULL) Singlemode MPO8 (Non-Pinned) to MPO8 (Pinned), Fiber Trunk Cable Assembly, 72-Fiber, Plenum | CommScope® | Propel ¦ SYSTIMAX ULL |  | Fiber trunk cable assembly
UGVQXQXTU |  | Base Product | Ultra Low Loss (ULL) OM5 MPO8 (Pinned) to MPO8 (Pinned), Fiber Trunk Cable Assembly,64-Fiber, Plenum | CommScope® | Propel ¦ SYSTIMAX ULL |  | Fiber trunk cable assembly
UJVQXUCTN |  | Base Product | Ultra Low Loss (ULL) OM5 MPO8 (Pinned) to unconnectorized, Fiber Trunk Cable Assembly, 192-Fiber, Dual Rated (OFNR/LSZH) | CommScope® | Propel ¦ SYSTIMAX ULL |  | Fiber trunk cable assembly
UJVQPQXTK |  | Base Product | Ultra Low Loss (ULL) OM5 MPO8 (Non-Pinned) to MPO8 (Pinned), Fiber Trunk Cable Assembly, 72-Fiber, Dual Rated (OFNR/LSZH) | CommScope® | Propel ¦ SYSTIMAX ULL |  | Fiber trunk cable assembly
UJXQXUCT8 |  | Base Product | Ultra Low Loss (ULL) OM4 MPO8 (Pinned) to unconnectorized, Fiber Trunk Cable Assembly, 8-Fiber, Dual Rated (OFNR/LSZH) | CommScope® | Propel ¦ SYSTIMAX ULL |  | Fiber trunk cable assembly
URGQXUCF8 |  | Base Product | Ultra Low Loss (ULL) Singlemode MPO8 (Pinned) to unconnectorized, Fiber Array Cable Assembly, 8-Fiber, Dual Rated (OFNR/LSZH) | CommScope® | Propel ¦ SYSTIMAX ULL |  | Fiber array cable assembly
U3XQPQXTK |  | Base Product | Ultra Low Loss (ULL) OM4 MPO8 (Non-Pinned) to MPO8 (Pinned), Fiber Trunk Cable Assembly, 72-Fiber, LZSH B2ca | CommScope® | Propel ¦ SYSTIMAX ULL |  | Fiber trunk cable assembly
UJGQPUCTR |  | Base Product | Ultra Low Loss (ULL) Singlemode MPO8 (Non-Pinned) to unconnectorized, Fiber Trunk Cable Assembly, 16-Fiber, Dual Rated (OFNR/LSZH) | CommScope® | Propel ¦ SYSTIMAX ULL |  | Fiber trunk cable assembly
U3GQXQXTH |  | Base Product | Ultra Low Loss (ULL) Singlemode MPO8 (Pinned) to MPO8 (Pinned), Fiber Trunk Cable Assembly, 48-Fiber, LZSH B2ca | CommScope® | Propel ¦ SYSTIMAX ULL |  | Fiber trunk cable assembly
UJVQXUCTR |  | Base Product | Ultra Low Loss (ULL) OM5 MPO8 (Pinned) to unconnectorized, Fiber Trunk Cable Assembly, 16-Fiber, Dual Rated (OFNR/LSZH) | CommScope® | Propel ¦ SYSTIMAX ULL |  | Fiber trunk cable assembly
UJVQPQXTL |  | Base Product | Ultra Low Loss (ULL) OM5 MPO8 (Non-Pinned) to MPO8 (Pinned), Fiber Trunk Cable Assembly, 96-Fiber, Dual Rated (OFNR/LSZH) | CommScope® | Propel ¦ SYSTIMAX ULL |  | Fiber trunk cable assembly
UJXQXUCTF |  | Base Product | Ultra Low Loss (ULL) OM4 MPO8 (Pinned) to unconnectorized, Fiber Trunk Cable Assembly, 24-Fiber, Dual Rated (OFNR/LSZH) | CommScope® | Propel ¦ SYSTIMAX ULL |  | Fiber trunk cable assembly
UGGQXUCTN |  | Base Product | Ultra Low Loss (ULL) Singlemode MPO8 (Pinned) to unconnectorized, Fiber Trunk Cable Assembly, 192-Fiber, Plenum | CommScope® | Propel ¦ SYSTIMAX ULL |  | Fiber trunk cable assembly
UGXQPUCTM |  | Base Product | Ultra Low Loss (ULL) OM4 MPO8 (Non-Pinned) to unconnectorized, Fiber Trunk Cable Assembly, 144-Fiber, Plenum | CommScope® | Propel ¦ SYSTIMAX ULL |  | Fiber trunk cable assembly
U3XQPQXTL |  | Base Product | Ultra Low Loss (ULL) OM4 MPO8 (Non-Pinned) to MPO8 (Pinned), Fiber Trunk Cable Assembly, 96-Fiber, LZSH B2ca | CommScope® | Propel ¦ SYSTIMAX ULL |  | Fiber trunk cable assembly
UJGQPUCTS |  | Base Product | Ultra Low Loss (ULL) Singlemode MPO8 (Non-Pinned) to unconnectorized, Fiber Trunk Cable Assembly, 32-Fiber, Dual Rated (OFNR/LSZH) | CommScope® | Propel ¦ SYSTIMAX ULL |  | Fiber trunk cable assembly
UGGQPQXTM |  | Base Product | Ultra Low Loss (ULL) Singlemode MPO8 (Non-Pinned) to MPO8 (Pinned), Fiber Trunk Cable Assembly, 144-Fiber, Plenum | CommScope® | Propel ¦ SYSTIMAX ULL |  | Fiber trunk cable assembly
UJVQPQXTM |  | Base Product | Ultra Low Loss (ULL) OM5 MPO8 (Non-Pinned) to MPO8 (Pinned), Fiber Trunk Cable Assembly, 144-Fiber, Dual Rated (OFNR/LSZH) | CommScope® | Propel ¦ SYSTIMAX ULL |  | Fiber trunk cable assembly
U3VQPUCTR |  | Base Product | Ultra Low Loss (ULL) OM5 MPO8 (Non-Pinned) to unconnectorized, Fiber Trunk Cable Assembly, 16-Fiber, LZSH B2ca | CommScope® | Propel ¦ SYSTIMAX ULL |  | Fiber trunk cable assembly
UJGQPUCTU |  | Base Product | Ultra Low Loss (ULL) Singlemode MPO8 (Non-Pinned) to unconnectorized, Fiber Trunk Cable Assembly, 64-Fiber, Dual Rated (OFNR/LSZH) | CommScope® | Propel ¦ SYSTIMAX ULL |  | Fiber trunk cable assembly
UGGQPQXTN |  | Base Product | Ultra Low Loss (ULL) Singlemode MPO8 (Non-Pinned) to MPO8 (Pinned), Fiber Trunk Cable Assembly, 192-Fiber, Plenum | CommScope® | Propel ¦ SYSTIMAX ULL |  | Fiber trunk cable assembly
U3GQXQXTL |  | Base Product | Ultra Low Loss (ULL) Singlemode MPO8 (Pinned) to MPO8 (Pinned), Fiber Trunk Cable Assembly, 96-Fiber, LZSH B2ca | CommScope® | Propel ¦ SYSTIMAX ULL |  | Fiber trunk cable assembly
UJVQXUCTU |  | Base Product | Ultra Low Loss (ULL) OM5 MPO8 (Pinned) to unconnectorized, Fiber Trunk Cable Assembly,64-Fiber, Dual Rated (OFNR/LSZH) | CommScope® | Propel ¦ SYSTIMAX ULL |  | Fiber trunk cable assembly
UJVQPQXTN |  | Base Product | Ultra Low Loss (ULL) OM5 MPO8 (Non-Pinned) to MPO8 (Pinned), Fiber Trunk Cable Assembly, 192-Fiber, Dual Rated (OFNR/LSZH) | CommScope® | Propel ¦ SYSTIMAX ULL |  | Fiber trunk cable assembly
U3XQPQXTN |  | Base Product | Ultra Low Loss (ULL) OM4 MPO8 (Non-Pinned) to MPO8 (Pinned), Fiber Trunk Cable Assembly, 192-Fiber, LZSH B2ca | CommScope® | Propel ¦ SYSTIMAX ULL |  | Fiber trunk cable assembly
U3VQPUCTS |  | Base Product | Ultra Low Loss (ULL) OM5 MPO8 (Non-Pinned) to unconnectorized, Fiber Trunk Cable Assembly, 32-Fiber, LZSH B2ca | CommScope® | Propel ¦ SYSTIMAX ULL |  | Fiber trunk cable assembly
URVQPQXF8 |  | Base Product | Ultra Low Loss (ULL) OM5 MPO8 (Non-Pinned) to MPO8 (Pinned), Fiber Array Cable Assembly, 8-Fiber, Dual Rated (OFNR/LSZH) | CommScope® | Propel ¦ SYSTIMAX ULL |  | Fiber array cable assembly
UGGQPQXTR |  | Base Product | Ultra Low Loss (ULL) Singlemode MPO8 (Non-Pinned) to MPO8 (Pinned), Fiber Trunk Cable Assembly, 16-Fiber, Plenum | CommScope® | Propel ¦ SYSTIMAX ULL |  | Fiber trunk cable assembly
UGXQPUCTR |  | Base Product | Ultra Low Loss (ULL) OM4 MPO8 (Non-Pinned) to unconnectorized, Fiber Trunk Cable Assembly, 16-Fiber, Plenum | CommScope® | Propel ¦ SYSTIMAX ULL |  | Fiber trunk cable assembly
UGVQXUCTK |  | Base Product | Ultra Low Loss (ULL) OM5 MPO8 (Pinned) to unconnectorized, Fiber Trunk Cable Assembly, 72-Fiber, Plenum | CommScope® | Propel ¦ SYSTIMAX ULL |  | Fiber trunk cable assembly
UJXQPQXT8 |  | Base Product | Ultra Low Loss (ULL) OM4 MPO8 (Non-Pinned) to MPO8 (Pinned), Fiber Trunk Cable Assembly, 8-Fiber, Dual Rated (OFNR/LSZH) | CommScope® | Propel ¦ SYSTIMAX ULL |  | Fiber trunk cable assembly
UJXQXUCTL |  | Base Product | Ultra Low Loss (ULL) OM4 MPO8 (Pinned) to unconnectorized, Fiber Trunk Cable Assembly, 96-Fiber, Dual Rated (OFNR/LSZH) | CommScope® | Propel ¦ SYSTIMAX ULL |  | Fiber trunk cable assembly
U3XQPQXTR |  | Base Product | Ultra Low Loss (ULL) OM4 MPO8 (Non-Pinned) to MPO8 (Pinned), Fiber Trunk Cable Assembly, 16-Fiber, LZSH B2ca | CommScope® | Propel ¦ SYSTIMAX ULL |  | Fiber trunk cable assembly
U3VQPUCTU |  | Base Product | Ultra Low Loss (ULL) OM5 MPO8 (Non-Pinned) to unconnectorized, Fiber Trunk Cable Assembly, 64-Fiber, LZSH B2ca | CommScope® | Propel ¦ SYSTIMAX ULL |  | Fiber trunk cable assembly
URVQPUCF8 |  | Base Product | Ultra Low Loss (ULL) OM5 MPO8 (Non-Pinned) to unconnectorized, Fiber Array Cable Assembly, 8-Fiber, Dual Rated (OFNR/LSZH) | CommScope® | Propel ¦ SYSTIMAX ULL |  | Fiber array cable assembly
UGXQPUCTS |  | Base Product | Ultra Low Loss (ULL) OM4 MPO8 (Non-Pinned) to unconnectorized, Fiber Trunk Cable Assembly, 32-Fiber, Plenum | CommScope® | Propel ¦ SYSTIMAX ULL |  | Fiber trunk cable assembly
UJGQXQXTF |  | Base Product | Ultra Low Loss (ULL) Singlemode MPO8 (Pinned) to MPO8 (Pinned), Fiber Trunk Cable Assembly, 24-Fiber, Dual Rated (OFNR/LSZH) | CommScope® | Propel ¦ SYSTIMAX ULL |  | Fiber trunk cable assembly
U3XRZUC8H |  | Base Product | Ultra Low Loss (ULL) OM4 MPO16 APC (Pinned) to Unconnectorized, Fiber Trunk Cable Assembly, 48-Fiber, LSZH B2ca | CommScope® | Propel ¦ SYSTIMAX ULL |  | Fiber trunk cable assembly
UGXQZUCTM |  | Base Product | Ultra Low Loss (ULL) OM4 MPO8 APC (Pinned) to Unconnectorized, Fiber Trunk Cable Assembly, 144-Fiber, Plenum | CommScope® | Propel ¦ SYSTIMAX ULL |  | Fiber trunk cable assembly
UJXQZQZT8 |  | Base Product | Ultra Low Loss (ULL) OM4 MPO APC (Pinned) to MPO APC (Pinned), Fiber Trunk Cable Assembly, 8-Fiber, Dual Rated (OFNR/LSZH) | CommScope® | Propel ¦ SYSTIMAX ULL |  | Fiber trunk cable assembly
U3VQZUCT8 |  | Base Product | Ultra Low Loss (ULL) OM5 MPO8 APC (Pinned) to Unconnectorized, Fiber Trunk Cable Assembly, 8-Fiber, LSZH B2ca | CommScope® | Propel ¦ SYSTIMAX ULL |  | Fiber trunk cable assembly
UGVRZUC8N |  | Base Product | Ultra Low Loss (ULL) OM5 MPO16 APC (Pinned) to Unconnectorized, Fiber Trunk Cable Assembly, 192-Fiber, Plenum | CommScope® | Propel ¦ SYSTIMAX ULL |  | Fiber trunk cable assembly
UJVQZUCTU |  | Base Product | Ultra Low Loss (ULL) OM5 MPO APC (Pinned) to Unconnectorized, Fiber Trunk Cable Assembly, 64-Fiber, Dual Rated (OFNR/LSZH) | CommScope® | Propel ¦ SYSTIMAX ULL |  | Fiber trunk cable assembly
UJGRXUC8U |  | Base Product | Ultra Low Loss (ULL) Singlemode G.657.A2 MPO16 (Pinned) to Unconnectorized, Fiber Trunk Cable Assembly, 64-Fiber, Dual Rated (OFNR/LSZH) | CommScope® | Propel ¦ SYSTIMAX ULL |  | Fiber trunk cable assembly
UQGRPRX7R |  | Base Product | Ultra Low Loss (ULL) Singlemode G.657.A2 MPO16 (Non-Pinned) to MPO16 (Pinned), Fiber Array Cable Assembly, 16-Fiber, Plenum | CommScope® | Propel ¦ SYSTIMAX ULL |  | Fiber array cable assembly
URGRXLU7R |  | Base Product | Ultra Low Loss (ULL) Singlemode G.657.A2 MPO16 (Pinned) to LC Uniboot UPC, Fiber Array Cable Assembly, 16-Fiber, Dual Rated (OFNR/LSZH) | CommScope® | Propel ¦ SYSTIMAX ULL |  | Fiber array cable assembly
UGVRZUC8Q |  | Base Product | Ultra Low Loss (ULL) OM5 MPO16 APC (Pinned) to Unconnectorized, Fiber Trunk Cable Assembly, 128-Fiber, Plenum | CommScope® | Propel ¦ SYSTIMAX ULL |  | Fiber trunk cable assembly
UJVRZRZ8H |  | Base Product | Ultra Low Loss (ULL) OM5 MPO16 (Pinned) to MPO16 (Pinned), Fiber Trunk Cable Assembly, 48-Fiber, Dual Rated (OFNR/LSZH) | CommScope® | Propel ¦ SYSTIMAX ULL |  | Fiber trunk cable assembly
UJVQVQZT8 |  | Base Product | Ultra Low Loss (ULL) OM5 MPO APC (Non-Pinned) to MPO APC (Pinned), Fiber Trunk Cable Assembly, 8-Fiber, Dual Rated (OFNR/LSZH) | CommScope® | Propel ¦ SYSTIMAX ULL |  | Fiber trunk cable assembly
U3XQVUCTK |  | Base Product | Ultra Low Loss (ULL) OM4 MPO8 APC (Non-Pinned) to Unconnectorized, Fiber Trunk Cable Assembly, 72-Fiber, LSZH B2ca | CommScope® | Propel ¦ SYSTIMAX ULL |  | Fiber trunk cable assembly
UQGRPSN7R |  | Base Product | Ultra Low Loss (ULL) Singlemode G.657.A2 MPO16 (Non-Pinned) to SN, Fiber Array assembly, 16-Fiber, Plenum | CommScope® | Propel ¦ SYSTIMAX ULL |  | Fiber array cable assembly
UGVQVUCTM |  | Base Product | Ultra Low Loss (ULL) OM5 MPO8 APC (Non-Pinned) to Unconnectorized, Fiber Trunk Cable Assembly, 144-Fiber, Plenum | CommScope® | Propel ¦ SYSTIMAX ULL |  | Fiber trunk cable assembly
UGXQZUCTR |  | Base Product | Ultra Low Loss (ULL) OM4 MPO8 APC (Pinned) to Unconnectorized, Fiber Trunk Cable Assembly, 16-Fiber, Plenum | CommScope® | Propel ¦ SYSTIMAX ULL |  | Fiber trunk cable assembly
U3GRXUC8L |  | Base Product | Ultra Low Loss (ULL) Singlemode G.657.A2 MPO16 (Pinned) to Unconnectorized, Fiber Trunk Cable Assembly, 96-Fiber, LSZH B2ca | CommScope® | Propel ¦ SYSTIMAX ULL |  | Fiber trunk cable assembly
UJVQVQZTF |  | Base Product | Ultra Low Loss (ULL) OM5 MPO APC (Non-Pinned) to MPO APC (Pinned), Fiber Trunk Cable Assembly, 24-Fiber, Dual Rated (OFNR/LSZH) | CommScope® | Propel ¦ SYSTIMAX ULL |  | Fiber trunk cable assembly
U3XRZUC8N |  | Base Product | Ultra Low Loss (ULL) OM4 MPO16 APC (Pinned) to Unconnectorized, Fiber Trunk Cable Assembly, 192-Fiber, LSZH B2ca | CommScope® | Propel ¦ SYSTIMAX ULL |  | Fiber trunk cable assembly
URGRXSN7R |  | Base Product | Ultra Low Loss (ULL) Singlemode G.657.A2 MPO16 (Pinned) to SN, Fiber Array Cable Assembly, 16-Fiber, Dual Rated (OFNR/LSZH) | CommScope® | Propel ¦ SYSTIMAX ULL |  | Fiber array cable assembly
UJVRZRZ8L |  | Base Product | Ultra Low Loss (ULL) OM5 MPO16 (Pinned) to MPO16 (Pinned), Fiber Trunk Cable Assembly, 96-Fiber, Dual Rated (OFNR/LSZH) | CommScope® | Propel ¦ SYSTIMAX ULL |  | Fiber trunk cable assembly
UGXQZUCTS |  | Base Product | Ultra Low Loss (ULL) OM4 MPO8 APC (Pinned) to Unconnectorized, Fiber Trunk Cable Assembly, 32-Fiber, Plenum | CommScope® | Propel ¦ SYSTIMAX ULL |  | Fiber trunk cable assembly
UQGRPUC7R |  | Base Product | Ultra Low Loss (ULL) Singlemode G.657.A2 MPO16 (Non-Pinned) to Unconnectorized, Fiber Array Cable Assembly, 16-Fiber, Plenum | CommScope® | Propel ¦ SYSTIMAX ULL |  | Fiber array cable assembly
UJVRZRZ8M |  | Base Product | Ultra Low Loss (ULL) OM5 MPO16 (Pinned) to MPO16 (Pinned), Fiber Trunk Cable Assembly, 144-Fiber, Dual Rated (OFNR/LSZH) | CommScope® | Propel ¦ SYSTIMAX ULL |  | Fiber trunk cable assembly
UGVQVUCTR |  | Base Product | Ultra Low Loss (ULL) OM5 MPO8 APC (Non-Pinned) to Unconnectorized, Fiber Trunk Cable Assembly, 16-Fiber, Plenum | CommScope® | Propel ¦ SYSTIMAX ULL |  | Fiber trunk cable assembly
U3XQVUCTN |  | Base Product | Ultra Low Loss (ULL) OM4 MPO8 APC (Non-Pinned) to Unconnectorized, Fiber Trunk Cable Assembly, 192-Fiber, LSZH B2ca | CommScope® | Propel ¦ SYSTIMAX ULL |  | Fiber trunk cable assembly
U3VQZUCTM |  | Base Product | Ultra Low Loss (ULL) OM5 MPO8 APC (Pinned) to Unconnectorized, Fiber Trunk Cable Assembly, 144-Fiber, LSZH B2ca | CommScope® | Propel ¦ SYSTIMAX ULL |  | Fiber trunk cable assembly
UJVRZRZ8N |  | Base Product | Ultra Low Loss (ULL) OM5 MPO16 (Pinned) to MPO16 (Pinned), Fiber Trunk Cable Assembly, 192-Fiber, Dual Rated (OFNR/LSZH) | CommScope® | Propel ¦ SYSTIMAX ULL |  | Fiber trunk cable assembly
UJXQZQZTK |  | Base Product | Ultra Low Loss (ULL) OM4 MPO APC (Pinned) to MPO APC (Pinned), Fiber Trunk Cable Assembly, 72-Fiber, Dual Rated (OFNR/LSZH) | CommScope® | Propel ¦ SYSTIMAX ULL |  | Fiber trunk cable assembly
UQGRXLU7R |  | Base Product | Ultra Low Loss (ULL) Singlemode G.657.A2 MPO16 UPC (Pinned) to LC Uniboot UPC, Fiber Array Cable Assembly, 16-Fiber, Plenum | CommScope® | Propel ¦ SYSTIMAX ULL |  | Fiber array cable assembly
UGVQVUCTS |  | Base Product | Ultra Low Loss (ULL) OM5 MPO8 APC (Non-Pinned) to Unconnectorized, Fiber Trunk Cable Assembly, 32-Fiber, Plenum | CommScope® | Propel ¦ SYSTIMAX ULL |  | Fiber trunk cable assembly
URVQVQZF8 |  | Base Product | Ultra Low Loss (ULL) OM5 MPO APC (Non-Pinned) to MPO APC (Pinned), Fiber Trunk Cable Assembly, 8-Fiber, Dual Rated (OFNR/LSZH) | CommScope® | Propel ¦ SYSTIMAX ULL |  | Fiber array cable assembly
UJXQZQZTL |  | Base Product | Ultra Low Loss (ULL) OM4 MPO APC (Pinned) to MPO APC (Pinned), Fiber Trunk Cable Assembly, 96-Fiber, Dual Rated (OFNR/LSZH) | CommScope® | Propel ¦ SYSTIMAX ULL |  | Fiber trunk cable assembly
U3XQVUCTS |  | Base Product | Ultra Low Loss (ULL) OM4 MPO8 APC (Non-Pinned) to Unconnectorized, Fiber Trunk Cable Assembly, 32-Fiber, LSZH B2ca | CommScope® | Propel ¦ SYSTIMAX ULL |  | Fiber trunk cable assembly
UGXQVQZT8 |  | Base Product | Ultra Low Loss (ULL) OM4 MPO8 APC (Non-Pinned) to MPO8 APC (Pinned), Fiber Trunk Cable Assembly, 8-Fiber, Plenum | CommScope® | Propel ¦ SYSTIMAX ULL |  | Fiber trunk cable assembly
UQGRXRX7R |  | Base Product | Ultra Low Loss (ULL) Singlemode G.657.A2 MPO16 (Pinned) to MPO16 (Pinned), Fiber Array Cable Assembly, 16-Fiber, Plenum | CommScope® | Propel ¦ SYSTIMAX ULL |  | Fiber array cable assembly
UGXRZRZ8L |  | Base Product | Ultra Low Loss (ULL) OM4 MPO16 APC (Pinned) to MPO16 APC (Pinned), Fiber Trunk Cable Assembly, 96-Fiber, Plenum | CommScope® | Propel ¦ SYSTIMAX ULL |  | Fiber trunk cable assembly
UJVRZRZ8R |  | Base Product | Ultra Low Loss (ULL) OM5 MPO16 (Pinned) to MPO16 (Pinned), Fiber Trunk Cable Assembly, 16-Fiber, Dual Rated (OFNR/LSZH) | CommScope® | Propel ¦ SYSTIMAX ULL |  | Fiber trunk cable assembly
U3XRZUC8S |  | Base Product | Ultra Low Loss (ULL) OM4 MPO16 APC (Pinned) to Unconnectorized, Fiber Trunk Cable Assembly, 32-Fiber, LSZH B2ca | CommScope® | Propel ¦ SYSTIMAX ULL |  | Fiber trunk cable assembly
URVQVUCF8 |  | Base Product | Ultra Low Loss (ULL) OM5 MPO APC (Non-Pinned) to Unconnectorized, Fiber Trunk Cable Assembly, 8-Fiber, Dual Rated (OFNR/LSZH) | CommScope® | Propel ¦ SYSTIMAX ULL |  | Fiber array cable assembly
UJVQVQZTN |  | Base Product | Ultra Low Loss (ULL) OM5 MPO APC (Non-Pinned) to MPO APC (Pinned), Fiber Trunk Cable Assembly, 192-Fiber, Dual Rated (OFNR/LSZH) | CommScope® | Propel ¦ SYSTIMAX ULL |  | Fiber trunk cable assembly
UJVRZRZ8S |  | Base Product | Ultra Low Loss (ULL) OM5 MPO16 (Pinned) to MPO16 (Pinned), Fiber Trunk Cable Assembly, 32-Fiber, Dual Rated (OFNR/LSZH) | CommScope® | Propel ¦ SYSTIMAX ULL |  | Fiber trunk cable assembly
U3GRXUC8R |  | Base Product | Ultra Low Loss (ULL) Singlemode G.657.A2 MPO16 (Pinned) to Unconnectorized, Fiber Trunk Cable Assembly, 16-Fiber, LSZH B2ca | CommScope® | Propel ¦ SYSTIMAX ULL |  | Fiber trunk cable assembly
UJXQZQZTN |  | Base Product | Ultra Low Loss (ULL) OM4 MPO APC (Pinned) to MPO APC (Pinned), Fiber Trunk Cable Assembly, 192-Fiber, Dual Rated (OFNR/LSZH) | CommScope® | Propel ¦ SYSTIMAX ULL |  | Fiber trunk cable assembly
U3VQZUCTU |  | Base Product | Ultra Low Loss (ULL) OM5 MPO8 APC (Pinned) to Unconnectorized, Fiber Trunk Cable Assembly, 64-Fiber, LSZH B2ca | CommScope® | Propel ¦ SYSTIMAX ULL |  | Fiber trunk cable assembly
UGGRXRX8H |  | Base Product | Ultra Low Loss (ULL) Singlemode G.657.A2 MPO16 (Pinned) to MPO16 (Pinned), Fiber Trunk Cable Assembly, 48-Fiber, Plenum | CommScope® | Propel ¦ SYSTIMAX ULL |  | Fiber trunk cable assembly
UQGRXSN7R |  | Base Product | Ultra Low Loss (ULL) Singlemode G.657.A2 MPO16 (Pinned) to SN, Fiber Array Cable Assembly, 16-Fiber, Dual Rated (OFNR/LSZH) | CommScope® | Propel ¦ SYSTIMAX ULL |  | Fiber array cable assembly
UGXQVQZTH |  | Base Product | Ultra Low Loss (ULL) OM4 MPO8 APC (Non-Pinned) to MPO8 APC (Pinned), Fiber Trunk Cable Assembly, 48-Fiber, Plenum | CommScope® | Propel ¦ SYSTIMAX ULL |  | Fiber trunk cable assembly
UJXQZQZTR |  | Base Product | Ultra Low Loss (ULL) OM4 MPO APC (Pinned) to MPO APC (Pinned), Fiber Trunk Cable Assembly, 16-Fiber, Dual Rated (OFNR/LSZH) | CommScope® | Propel ¦ SYSTIMAX ULL |  | Fiber trunk cable assembly
UQGRXUC7R |  | Base Product | Ultra Low Loss (ULL) Singlemode G.657.A2 MPO16 (Pinned) to Unconnectorized, Fiber Array Cable Assembly, 16-Fiber, Plenum | CommScope® | Propel ¦ SYSTIMAX ULL |  | Fiber array cable assembly
U3VRZRZ8H |  | Base Product | Ultra Low Loss (ULL) OM5 MPO16 APC (Pinned) to MPO16 APC (Pinned), Fiber Trunk Cable Assembly, 48-Fiber, LSZH B2ca | CommScope® | Propel ¦ SYSTIMAX ULL |  | Fiber trunk cable assembly
U3XQZQZTH |  | Base Product | Ultra Low Loss (ULL) OM4 MPO8 APC (Pinned) to MPO8 APC (Pinned), Fiber Trunk Cable Assembly, 48-Fiber, LSZH B2ca | CommScope® | Propel ¦ SYSTIMAX ULL |  | Fiber trunk cable assembly
UJVQVQZTU |  | Base Product | Ultra Low Loss (ULL) OM5 MPO APC (Non-Pinned) to MPO APC (Pinned), Fiber Trunk Cable Assembly, 64-Fiber, Dual Rated (OFNR/LSZH) | CommScope® | Propel ¦ SYSTIMAX ULL |  | Fiber trunk cable assembly
UJVRZUC8L |  | Base Product | Ultra Low Loss (ULL) OM5 MPO16 (Pinned) to Unconnectorized, Fiber Trunk Cable Assembly, 96-Fiber, Dual Rated (OFNR/LSZH) | CommScope® | Propel ¦ SYSTIMAX ULL |  | Fiber trunk cable assembly
UJXQZQZTS |  | Base Product | Ultra Low Loss (ULL) OM4 MPO APC (Pinned) to MPO APC (Pinned), Fiber Trunk Cable Assembly, 32-Fiber, Dual Rated (OFNR/LSZH) | CommScope® | Propel ¦ SYSTIMAX ULL |  | Fiber trunk cable assembly
U3VRZRZ8L |  | Base Product | Ultra Low Loss (ULL) OM5 MPO16 APC (Pinned) to MPO16 APC (Pinned), Fiber Trunk Cable Assembly, 96-Fiber, LSZH B2ca | CommScope® | Propel ¦ SYSTIMAX ULL |  | Fiber trunk cable assembly
UGVQZQZTL |  | Base Product | Ultra Low Loss (ULL) OM5 MPO8 APC (Pinned) to MPO8 APC (Pinned), Fiber Trunk Cable Assembly, 96-Fiber, Plenum | CommScope® | Propel ¦ SYSTIMAX ULL |  | Fiber trunk cable assembly
UGGRXRX8M |  | Base Product | Ultra Low Loss (ULL) Singlemode G.657.A2 MPO16 (Pinned) to MPO16 (Pinned), Fiber Trunk Cable Assembly, 144-Fiber, Plenum | CommScope® | Propel ¦ SYSTIMAX ULL |  | Fiber trunk cable assembly
UGXQVQZTL |  | Base Product | Ultra Low Loss (ULL) OM4 MPO8 APC (Non-Pinned) to MPO8 APC (Pinned), Fiber Trunk Cable Assembly, 96-Fiber, Plenum | CommScope® | Propel ¦ SYSTIMAX ULL |  | Fiber trunk cable assembly
UJVRZUC8M |  | Base Product | Ultra Low Loss (ULL) OM5 MPO16 (Pinned) to Unconnectorized, Fiber Trunk Cable Assembly, 144-Fiber, Dual Rated (OFNR/LSZH) | CommScope® | Propel ¦ SYSTIMAX ULL |  | Fiber trunk cable assembly
U3VQVQZTH |  | Base Product | Ultra Low Loss (ULL) OM5 MPO8 APC (Non-Pinned) to MPO8 APC (Pinned), Fiber Trunk Cable Assembly, 48-Fiber, LSZH B2ca | CommScope® | Propel ¦ SYSTIMAX ULL |  | Fiber trunk cable assembly
UGXRZRZ8R |  | Base Product | Ultra Low Loss (ULL) OM4 MPO16 APC (Pinned) to MPO16 APC (Pinned), Fiber Array Cable Assembly, 16-Fiber, Plenum | CommScope® | Propel ¦ SYSTIMAX ULL |  | Fiber array cable assembly
U3VRZRZ8N |  | Base Product | Ultra Low Loss (ULL) OM5 MPO16 APC (Pinned) to MPO16 APC (Pinned), Fiber Trunk Cable Assembly, 192-Fiber, LSZH B2ca | CommScope® | Propel ¦ SYSTIMAX ULL |  | Fiber trunk cable assembly
UJVRZUC8N |  | Base Product | Ultra Low Loss (ULL) OM5 MPO16 (Pinned) to Unconnectorized, Fiber Trunk Cable Assembly, 192-Fiber, Dual Rated (OFNR/LSZH) | CommScope® | Propel ¦ SYSTIMAX ULL |  | Fiber trunk cable assembly
UGXQVQZTM |  | Base Product | Ultra Low Loss (ULL) OM4 MPO8 APC (Non-Pinned) to MPO8 APC (Pinned), Fiber Trunk Cable Assembly, 144-Fiber, Plenum | CommScope® | Propel ¦ SYSTIMAX ULL |  | Fiber trunk cable assembly
UJXQZUCTF |  | Base Product | Ultra Low Loss (ULL) OM4 MPO APC (Pinned) to Unconnectorized, Fiber Trunk Cable Assembly, 24-Fiber, Dual Rated (OFNR/LSZH) | CommScope® | Propel ¦ SYSTIMAX ULL |  | Fiber trunk cable assembly
UGXRZRZ8S |  | Base Product | Ultra Low Loss (ULL) OM4 MPO16 APC (Pinned) to MPO16 APC (Pinned), Fiber Trunk Cable Assembly, 32-Fiber, Plenum | CommScope® | Propel ¦ SYSTIMAX ULL |  | Fiber trunk cable assembly
UJVQVUCTF |  | Base Product | Ultra Low Loss (ULL) OM5 MPO APC (Non-Pinned) to Unconnectorized, Fiber Trunk Cable Assembly, 24-Fiber, Dual Rated (OFNR/LSZH) | CommScope® | Propel ¦ SYSTIMAX ULL |  | Fiber trunk cable assembly
U3VQVQZTL |  | Base Product | Ultra Low Loss (ULL) OM5 MPO8 APC (Non-Pinned) to MPO8 APC (Pinned), Fiber Trunk Cable Assembly, 96-Fiber, LSZH B2ca | CommScope® | Propel ¦ SYSTIMAX ULL |  | Fiber trunk cable assembly
UJVRZUC8Q |  | Base Product | Ultra Low Loss (ULL) OM5 MPO16 (Pinned) to Unconnectorized, Fiber Trunk Cable Assembly, 128-Fiber, Dual Rated (OFNR/LSZH) | CommScope® | Propel ¦ SYSTIMAX ULL |  | Fiber trunk cable assembly
UJXQZUCTH |  | Base Product | Ultra Low Loss (ULL) OM4 MPO APC (Pinned) to Unconnectorized, Fiber Trunk Cable Assembly, 48-Fiber, Dual Rated (OFNR/LSZH) | CommScope® | Propel ¦ SYSTIMAX ULL |  | Fiber trunk cable assembly
UGXQVQZTR |  | Base Product | Ultra Low Loss (ULL) OM4 MPO8 APC (Non-Pinned) to MPO8 APC (Pinned), Fiber Trunk Cable Assembly, 16-Fiber, Plenum | CommScope® | Propel ¦ SYSTIMAX ULL |  | Fiber trunk cable assembly
UGVQZQZTS |  | Base Product | Ultra Low Loss (ULL) OM5 MPO8 APC (Pinned) to MPO8 APC (Pinned), Fiber Trunk Cable Assembly, 32-Fiber, Plenum | CommScope® | Propel ¦ SYSTIMAX ULL |  | Fiber trunk cable assembly
UJVRZUC8R |  | Base Product | Ultra Low Loss (ULL) OM5 MPO16 (Pinned) to Unconnectorized, Fiber Trunk Cable Assembly, 16-Fiber, Dual Rated (OFNR/LSZH) | CommScope® | Propel ¦ SYSTIMAX ULL |  | Fiber trunk cable assembly
U3VQVQZTM |  | Base Product | Ultra Low Loss (ULL) OM5 MPO8 APC (Non-Pinned) to MPO8 APC (Pinned), Fiber Trunk Cable Assembly, 144-Fiber, LSZH B2ca | CommScope® | Propel ¦ SYSTIMAX ULL |  | Fiber trunk cable assembly
UGGRXRX8Q |  | Base Product | Ultra Low Loss (ULL) Singlemode G.657.A2 MPO16 (Pinned) to MPO16 (Pinned), Fiber Trunk Cable Assembly, 128-Fiber, Plenum | CommScope® | Propel ¦ SYSTIMAX ULL |  | Fiber trunk cable assembly
U3VRZRZ8R |  | Base Product | Ultra Low Loss (ULL) OM5 MPO16 APC (Pinned) to MPO16 APC (Pinned), Fiber Trunk Cable Assembly, 16-Fiber, LSZH B2ca | CommScope® | Propel ¦ SYSTIMAX ULL |  | Fiber trunk cable assembly
UJVQVUCTH |  | Base Product | Ultra Low Loss (ULL) OM5 MPO APC (Non-Pinned) to Unconnectorized, Fiber Trunk Cable Assembly, 48-Fiber, Dual Rated (OFNR/LSZH) | CommScope® | Propel ¦ SYSTIMAX ULL |  | Fiber trunk cable assembly
UGXRZRZ8U |  | Base Product | Ultra Low Loss (ULL) OM4 MPO16 APC (Pinned) to MPO16 APC (Pinned), Fiber Trunk Cable Assembly, 64-Fiber, Plenum | CommScope® | Propel ¦ SYSTIMAX ULL |  | Fiber trunk cable assembly
UGVQZQZTU |  | Base Product | Ultra Low Loss (ULL) OM5 MPO8 APC (Pinned) to MPO8 APC (Pinned), Fiber Trunk Cable Assembly, 64-Fiber, Plenum | CommScope® | Propel ¦ SYSTIMAX ULL |  | Fiber trunk cable assembly
URVRVRZ7R |  | Base Product | Ultra Low Loss (ULL) OM5 MPO16 APC (Non-Pinned) to MPO16 APC (Pinned), Fiber Array Cable Assembly, 16-Fiber, Dual Rated (OFNR/LSZH) | CommScope® | Propel ¦ SYSTIMAX ULL |  | Fiber array cable assembly
UGXQVQZTS |  | Base Product | Ultra Low Loss (ULL) OM4 MPO8 APC (Non-Pinned) to MPO8 APC (Pinned), Fiber Trunk Cable Assembly, 32-Fiber, Plenum | CommScope® | Propel ¦ SYSTIMAX ULL |  | Fiber trunk cable assembly
UJVRZUC8S |  | Base Product | Ultra Low Loss (ULL) OM5 MPO16 (Pinned) to Unconnectorized, Fiber Trunk Cable Assembly, 32-Fiber, Dual Rated (OFNR/LSZH) | CommScope® | Propel ¦ SYSTIMAX ULL |  | Fiber trunk cable assembly
UJVQVUCTK |  | Base Product | Ultra Low Loss (ULL) OM5 MPO APC (Non-Pinned) to Unconnectorized, Fiber Trunk Cable Assembly, 72-Fiber, Dual Rated (OFNR/LSZH) | CommScope® | Propel ¦ SYSTIMAX ULL |  | Fiber trunk cable assembly
UGVQZUCT8 |  | Base Product | Ultra Low Loss (ULL) OM5 MPO8 APC (Pinned) to Unconnectorized, Fiber Trunk Cable Assembly, 8-Fiber, Plenum | CommScope® | Propel ¦ SYSTIMAX ULL |  | Fiber trunk cable assembly
UQVQZQZF8 |  | Base Product | Ultra Low Loss (ULL) OM5 MPO APC (Pinned) to MPO APC (Pinned), Fiber Trunk Cable Assembly, 8-Fiber, Plenum | CommScope® | Propel ¦ SYSTIMAX ULL |  | Fiber array cable assembly
UJVRZUC8U |  | Base Product | Ultra Low Loss (ULL) OM5 MPO16 (Pinned) to Unconnectorized, Fiber Trunk Cable Assembly, 64-Fiber, Dual Rated (OFNR/LSZH) | CommScope® | Propel ¦ SYSTIMAX ULL |  | Fiber trunk cable assembly
UGXQVQZTU |  | Base Product | Ultra Low Loss (ULL) OM4 MPO8 APC (Non-Pinned) to MPO8 APC (Pinned), Fiber Trunk Cable Assembly, 64-Fiber, Plenum | CommScope® | Propel ¦ SYSTIMAX ULL |  | Fiber trunk cable assembly
URVRVUC7R |  | Base Product | Ultra Low Loss (ULL) OM5 MPO16 APC (Non-Pinned) to Unconnectorized, Fiber Array Cable Assembly, 16-Fiber, Dual Rated (OFNR/LSZH) | CommScope® | Propel ¦ SYSTIMAX ULL |  | Fiber array cable assembly
U3VQVQZTN |  | Base Product | Ultra Low Loss (ULL) OM5 MPO8 APC (Non-Pinned) to MPO8 APC (Pinned), Fiber Trunk Cable Assembly, 192-Fiber, LSZH B2ca | CommScope® | Propel ¦ SYSTIMAX ULL |  | Fiber trunk cable assembly
UGXRZUC8H |  | Base Product | Ultra Low Loss (ULL) OM4 MPO16 APC (Pinned) to Unconnectorized, Fiber Trunk Cable Assembly, 48-Fiber, Plenum | CommScope® | Propel ¦ SYSTIMAX ULL |  | Fiber trunk cable assembly
UGGRXRX8S |  | Base Product | Ultra Low Loss (ULL) Singlemode G.657.A2 MPO16 (Pinned) to MPO16 (Pinned), Fiber Trunk Cable Assembly, 32-Fiber, Plenum | CommScope® | Propel ¦ SYSTIMAX ULL |  | Fiber trunk cable assembly
U3VRZRZ8U |  | Base Product | Ultra Low Loss (ULL) OM5 MPO16 APC (Pinned) to MPO16 APC (Pinned), Fiber Trunk Cable Assembly, 64-Fiber, LSZH B2ca | CommScope® | Propel ¦ SYSTIMAX ULL |  | Fiber trunk cable assembly
UJXQZUCTN |  | Base Product | Ultra Low Loss (ULL) OM4 MPO APC (Pinned) to Unconnectorized, Fiber Trunk Cable Assembly, 192-Fiber, Dual Rated (OFNR/LSZH) | CommScope® | Propel ¦ SYSTIMAX ULL |  | Fiber trunk cable assembly
UGXQVUCT8 |  | Base Product | Ultra Low Loss (ULL) OM4 MPO8 APC (Non-Pinned) to Unconnectorized, Fiber Trunk Cable Assembly, 8-Fiber, Plenum | CommScope® | Propel ¦ SYSTIMAX ULL |  | Fiber trunk cable assembly
URVRZLU7R |  | Base Product | Ultra Low Loss (ULL) OM5 MPO16 APC (Pinned) to LC/UPC Unibooot, Fiber Array Cable Assembly, 16-Fiber, Dual Rated (OFNR/LSZH) | CommScope® | Propel ¦ SYSTIMAX ULL |  | Fiber array cable assembly
UJXQZUCTR |  | Base Product | Ultra Low Loss (ULL) OM4 MPO APC (Pinned) to Unconnectorized, Fiber Trunk Cable Assembly, 16-Fiber, Dual Rated (OFNR/LSZH) | CommScope® | Propel ¦ SYSTIMAX ULL |  | Fiber trunk cable assembly
UJXQVQZTF |  | Base Product | Ultra Low Loss (ULL) OM4 MPO APC (Pinned) to MPO APC (unPinned), Fiber Trunk Cable Assembly, 24-Fiber, Dual Rated (OFNR/LSZH) | CommScope® | Propel ¦ SYSTIMAX ULL |  | Fiber trunk cable assembly
UGXRZUC8L |  | Base Product | Ultra Low Loss (ULL) OM4 MPO16 APC (Pinned) to Unconnectorized, Fiber Trunk Cable Assembly, 96-Fiber, Plenum | CommScope® | Propel ¦ SYSTIMAX ULL |  | Fiber trunk cable assembly
UJVQVUCTM |  | Base Product | Ultra Low Loss (ULL) OM5 MPO APC (Non-Pinned) to Unconnectorized, Fiber Trunk Cable Assembly, 144-Fiber, Dual Rated (OFNR/LSZH) | CommScope® | Propel ¦ SYSTIMAX ULL |  | Fiber trunk cable assembly
UQVRVLU7R |  | Base Product | Ultra Low Loss (ULL) OM5 MPO16 APC (Non-Pinned) to LC Uniboot, Fiber Array Cable Assembly, 16-Fiber, Plenum | CommScope® | Propel ¦ SYSTIMAX ULL |  | Fiber array cable assembly
U3VRZUC8L |  | Base Product | Ultra Low Loss (ULL) OM5 MPO16 APC (Pinned) to Unconnectorized, Fiber Trunk Cable Assembly, 96-Fiber, LSZH B2ca | CommScope® | Propel ¦ SYSTIMAX ULL |  | Fiber trunk cable assembly
URVRZRZ7R |  | Base Product | Ultra Low Loss (ULL) OM5 MPO16 APC (Pinned) to MPO16 APC (Pinned), Fiber Array Cable Assembly, 16-Fiber, Dual Rated (OFNR/LSZH) | CommScope® | Propel ¦ SYSTIMAX ULL |  | Fiber array cable assembly
UGGRXRX8U |  | Base Product | Ultra Low Loss (ULL) Singlemode G.657.A2 MPO16 (Pinned) to MPO16 (Pinned), Fiber Trunk Cable Assembly, 64-Fiber, Plenum | CommScope® | Propel ¦ SYSTIMAX ULL |  | Fiber trunk cable assembly
UJXQVQZTH |  | Base Product | Ultra Low Loss (ULL) OM4 MPO8 APC (Non-Pinned) to MPO8 APC (Pinned), Fiber Trunk Cable Assembly, 48-Fiber, Dual Rated (OFNR/LSZH) | CommScope® | Propel ¦ SYSTIMAX ULL |  | Fiber trunk cable assembly
U3VQVQZTS |  | Base Product | Ultra Low Loss (ULL) OM5 MPO8 APC (Non-Pinned) to MPO8 APC (Pinned), Fiber Trunk Cable Assembly, 32-Fiber, LSZH B2ca | CommScope® | Propel ¦ SYSTIMAX ULL |  | Fiber trunk cable assembly
UGVQZUCTK |  | Base Product | Ultra Low Loss (ULL) OM5 MPO8 APC (Pinned) to Unconnectorized, Fiber Trunk Cable Assembly, 72-Fiber, Plenum | CommScope® | Propel ¦ SYSTIMAX ULL |  | Fiber trunk cable assembly
UQVRVRV7R |  | Base Product | Ultra Low Loss (ULL) OM5 MPO16 APC (Non-Pinned) to MPO16 APC (Non-Pinned), Fiber Array Cable Assembly, 16-Fiber, Plenum | CommScope® | Propel ¦ SYSTIMAX ULL |  | Fiber array cable assembly
URVRZUC7R |  | Base Product | Ultra Low Loss (ULL) OM5 MPO16 APC (Pinned) to Unconnectorized, Fiber Array Cable Assembly, 16-Fiber, Dual Rated (OFNR/LSZH) | CommScope® | Propel ¦ SYSTIMAX ULL |  | Fiber array cable assembly
U3XQZUCT8 |  | Base Product | Ultra Low Loss (ULL) OM4 MPO8 APC (Pinned) to Unconnectorized, Fiber Array Cable Assembly, 8-Fiber, LSZH B2ca | CommScope® | Propel ¦ SYSTIMAX ULL |  | Fiber array cable assembly
U3VRZUC8M |  | Base Product | Ultra Low Loss (ULL) OM5 MPO16 APC (Pinned) to Unconnectorized, Fiber Trunk Cable Assembly, 144-Fiber, LSZH B2ca | CommScope® | Propel ¦ SYSTIMAX ULL |  | Fiber trunk cable assembly
UGGRXUC8H |  | Base Product | Ultra Low Loss (ULL) Singlemode G.657.A2 MPO16 (Pinned) to Unconnectorized, Fiber Trunk Cable Assembly, 48-Fiber, Plenum | CommScope® | Propel ¦ SYSTIMAX ULL |  | Fiber trunk cable assembly
UJXQVQZTK |  | Base Product | Ultra Low Loss (ULL) OM4 MPO APC (Pinned) to MPO APC (unPinned), Fiber Trunk Cable Assembly, 72-Fiber, Dual Rated (OFNR/LSZH) | CommScope® | Propel ¦ SYSTIMAX ULL |  | Fiber trunk cable assembly
U3VQVQZTU |  | Base Product | Ultra Low Loss (ULL) OM5 MPO8 APC (Non-Pinned) to MPO8 APC (Pinned), Fiber Trunk Cable Assembly, 64-Fiber, LSZH B2ca | CommScope® | Propel ¦ SYSTIMAX ULL |  | Fiber trunk cable assembly
UGXRZUC8M |  | Base Product | Ultra Low Loss (ULL) OM4 MPO16 APC (Pinned) to Unconnectorized, Fiber Trunk Cable Assembly, 144-Fiber, Plenum | CommScope® | Propel ¦ SYSTIMAX ULL |  | Fiber trunk cable assembly
UGVQZUCTL |  | Base Product | Ultra Low Loss (ULL) OM5 MPO8 APC (Pinned) to Unconnectorized, Fiber Trunk Cable Assembly, 96-Fiber, Plenum | CommScope® | Propel ¦ SYSTIMAX ULL |  | Fiber trunk cable assembly
UGXQVUCTK |  | Base Product | Ultra Low Loss (ULL) OM4 MPO8 APC (Non-Pinned) to Unconnectorized, Fiber Trunk Cable Assembly, 72-Fiber, Plenum | CommScope® | Propel ¦ SYSTIMAX ULL |  | Fiber trunk cable assembly
U3VQVUCT8 |  | Base Product | Ultra Low Loss (ULL) OM5 MPO8 APC (Non-Pinned) to Unconnectorized, Fiber Trunk Cable Assembly, 8-Fiber, LSZH B2ca | CommScope® | Propel ¦ SYSTIMAX ULL |  | Fiber trunk cable assembly
UQVRVRZ7R |  | Base Product | Ultra Low Loss (ULL) OM5 MPO16 APC (Non-Pinned) to MPO16 APC (Pinned), Fiber Array Cable Assembly, 16-Fiber, Plenum | CommScope® | Propel ¦ SYSTIMAX ULL |  | Fiber array cable assembly
UGVQZUCTM |  | Base Product | Ultra Low Loss (ULL) OM5 MPO8 APC (Pinned) to Unconnectorized, Fiber Trunk Cable Assembly, 144-Fiber, Plenum | CommScope® | Propel ¦ SYSTIMAX ULL |  | Fiber trunk cable assembly
U3XQZUCTF |  | Base Product | Ultra Low Loss (ULL) OM4 MPO8 APC (Pinned) to Unconnectorized, Fiber Trunk Cable Assembly, 24-Fiber, LSZH B2ca | CommScope® | Propel ¦ SYSTIMAX ULL |  | Fiber trunk cable assembly
UGGRXUC8L |  | Base Product | Ultra Low Loss (ULL) Singlemode G.657.A2 MPO16 (Pinned) to Unconnectorized, Fiber Trunk Cable Assembly, 96-Fiber, Plenum | CommScope® | Propel ¦ SYSTIMAX ULL |  | Fiber trunk cable assembly
U3VQVUCTF |  | Base Product | Ultra Low Loss (ULL) OM5 MPO8 APC (Non-Pinned) to Unconnectorized, Fiber Trunk Cable Assembly, 24-Fiber, LSZH B2ca | CommScope® | Propel ¦ SYSTIMAX ULL |  | Fiber trunk cable assembly
UGXQVUCTM |  | Base Product | Ultra Low Loss (ULL) OM4 MPO8 APC (Non-Pinned) to Unconnectorized, Fiber Trunk Cable Assembly, 144-Fiber, Plenum | CommScope® | Propel ¦ SYSTIMAX ULL |  | Fiber trunk cable assembly
UGVQZUCTN |  | Base Product | Ultra Low Loss (ULL) OM5 MPO8 APC (Pinned) to Unconnectorized, Fiber Trunk Cable Assembly, 192-Fiber, Plenum | CommScope® | Propel ¦ SYSTIMAX ULL |  | Fiber trunk cable assembly
UQVRVUC7R |  | Base Product | Ultra Low Loss (ULL) OM5 MPO16 APC (Non-Pinned) to Unconnectorized, Fiber Array Cable Assembly, 16-Fiber, Plenum | CommScope® | Propel ¦ SYSTIMAX ULL |  | Fiber array cable assembly
UJXQVQZTM |  | Base Product | Ultra Low Loss (ULL) OM4 MPO APC (Pinned) to MPO APC (unPinned), Fiber Trunk Cable Assembly, 144-Fiber, Dual Rated (OFNR/LSZH) | CommScope® | Propel ¦ SYSTIMAX ULL |  | Fiber trunk cable assembly
UJVQVUCTU |  | Base Product | Ultra Low Loss (ULL) OM5 MPO APC (Non-Pinned) to Unconnectorized, Fiber Trunk Cable Assembly, 64-Fiber, Dual Rated (OFNR/LSZH) | CommScope® | Propel ¦ SYSTIMAX ULL |  | Fiber trunk cable assembly
U3VRZUC8Q |  | Base Product | Ultra Low Loss (ULL) OM5 MPO16 APC (Pinned) to Unconnectorized, Fiber Trunk Cable Assembly, 128-Fiber, LSZH B2ca | CommScope® | Propel ¦ SYSTIMAX ULL |  | Fiber trunk cable assembly
UGXQVUCTN |  | Base Product | Ultra Low Loss (ULL) OM4 MPO8 APC (Non-Pinned) to Unconnectorized, Fiber Trunk Cable Assembly, 192-Fiber, Plenum | CommScope® | Propel ¦ SYSTIMAX ULL |  | Fiber trunk cable assembly
U3VQVUCTH |  | Base Product | Ultra Low Loss (ULL) OM5 MPO8 APC (Non-Pinned) to Unconnectorized, Fiber Trunk Cable Assembly, 48-Fiber, LSZH B2ca | CommScope® | Propel ¦ SYSTIMAX ULL |  | Fiber trunk cable assembly
U3VRZUC8R |  | Base Product | Ultra Low Loss (ULL) OM5 MPO16 APC (Pinned) to Unconnectorized, Fiber Trunk Cable Assembly, 16-Fiber, LSZH B2ca | CommScope® | Propel ¦ SYSTIMAX ULL |  | Fiber trunk cable assembly
UGXQVUCTR |  | Base Product | Ultra Low Loss (ULL) OM4 MPO8 APC (Non-Pinned) to Unconnectorized, Fiber Trunk Cable Assembly, 16-Fiber, Plenum | CommScope® | Propel ¦ SYSTIMAX ULL |  | Fiber trunk cable assembly
UGXRZUC8N |  | Base Product | Ultra Low Loss (ULL) OM4 MPO16 APC (Pinned) to Unconnectorized, Fiber Trunk Cable Assembly, 192-Fiber, Plenum | CommScope® | Propel ¦ SYSTIMAX ULL |  | Fiber trunk cable assembly
UJXQVQZTN |  | Base Product | Ultra Low Loss (ULL) OM4 MPO APC (Pinned) to MPO APC (unPinned), Fiber Trunk Cable Assembly, 192-Fiber, Dual Rated (OFNR/LSZH) | CommScope® | Propel ¦ SYSTIMAX ULL |  | Fiber trunk cable assembly
U3XQZUCTK |  | Base Product | Ultra Low Loss (ULL) OM4 MPO8 APC (Pinned) to Unconnectorized, Fiber Trunk Cable Assembly, 72-Fiber, LSZH B2ca | CommScope® | Propel ¦ SYSTIMAX ULL |  | Fiber trunk cable assembly
UQVRZLU7R |  | Base Product | Ultra Low Loss (ULL) OM5 MPO16 APC (Pinned) to LC/UPC Uniboot, Fiber Array Cable Assembly, 16-Fiber, Plenum | CommScope® | Propel ¦ SYSTIMAX ULL |  | Fiber array cable assembly
UGGRXUC8M |  | Base Product | Ultra Low Loss (ULL) Singlemode G.657.A2 MPO16 (Pinned) to Unconnectorized, Fiber Trunk Cable Assembly, 144-Fiber, Plenum | CommScope® | Propel ¦ SYSTIMAX ULL |  | Fiber trunk cable assembly
U3VRZUC8S |  | Base Product | Ultra Low Loss (ULL) OM5 MPO16 APC (Pinned) to Unconnectorized, Fiber Trunk Cable Assembly, 32-Fiber, LSZH B2ca | CommScope® | Propel ¦ SYSTIMAX ULL |  | Fiber trunk cable assembly
UGXQVUCTS |  | Base Product | Ultra Low Loss (ULL) OM4 MPO8 APC (Non-Pinned) to Unconnectorized, Fiber Trunk Cable Assembly, 32-Fiber, Plenum | CommScope® | Propel ¦ SYSTIMAX ULL |  | Fiber trunk cable assembly
UQVRZRZ7R |  | Base Product | Ultra Low Loss (ULL) OM5 MPO16 APC (Pinned) to MPO16 APC (Pinned), Fiber Array Cable Assembly, 16-Fiber, Plenum | CommScope® | Propel ¦ SYSTIMAX ULL |  | Fiber array cable assembly
URXQZLUF8 |  | Base Product | Ultra Low Loss (ULL) OM4 MPO8 APC (Pinned) to LC/UPC Uniboot, Fiber Array Cable Assembly, 8-Fiber, Dual Rated (OFNR/LSZH) | CommScope® | Propel ¦ SYSTIMAX ULL |  | Fiber array cable assembly
UGXQZQZT8 |  | Base Product | Ultra Low Loss (ULL) OM4 MPO8 APC (Pinned) to MPO8 APC (Pinned), Fiber Trunk Cable Assembly, 8-Fiber, Plenum | CommScope® | Propel ¦ SYSTIMAX ULL |  | Fiber trunk cable assembly
URXQZQZF8 |  | Base Product | Ultra Low Loss (ULL) OM4 MPO8 APC (Pinned) to MPO8 APC (Pinned), Fiber Trunk Cable Assembly, 8-Fiber, Dual Rated (OFNR/LSZH) | CommScope® | Propel ¦ SYSTIMAX ULL |  | Fiber array cable assembly
UJVQZQZTH |  | Base Product | Ultra Low Loss (ULL) OM5 MPO APC (Pinned) to MPO APC (Pinned), Fiber Trunk Cable Assembly, 48-Fiber, Dual Rated (OFNR/LSZH) | CommScope® | Propel ¦ SYSTIMAX ULL |  | Fiber trunk cable assembly
UGGRXUC8N |  | Base Product | Ultra Low Loss (ULL) Singlemode G.657.A2 MPO16 (Pinned) to Unconnectorized, Fiber Trunk Cable Assembly, 192-Fiber, Plenum | CommScope® | Propel ¦ SYSTIMAX ULL |  | Fiber trunk cable assembly
UGXRZUC8R |  | Base Product | Ultra Low Loss (ULL) OM4 MPO16 APC (Pinned) to Unconnectorized, Fiber Trunk Cable Assembly, 16-Fiber, Plenum | CommScope® | Propel ¦ SYSTIMAX ULL |  | Fiber trunk cable assembly
UJXQVQZTU |  | Base Product | Ultra Low Loss (ULL) OM4 MPO APC (Pinned) to MPO APC (unPinned), Fiber Trunk Cable Assembly, 64-Fiber, Dual Rated (OFNR/LSZH) | CommScope® | Propel ¦ SYSTIMAX ULL |  | Fiber trunk cable assembly
URXQZUCF8 |  | Base Product | Ultra Low Loss (ULL) OM4 MPO8 APC (Pinned) to Unconnectorized, Fiber Trunk Cable Assembly, 8-Fiber, Dual Rated (OFNR/LSZH) | CommScope® | Propel ¦ SYSTIMAX ULL |  | Fiber array cable assembly
UQXQVLUF8 |  | Base Product | Ultra Low Loss (ULL) OM4 MPO8 APC (Non-Pinned) to LC/UPC Uniboot, Fiber Array Cable Assembly, 8-Fiber, Plenum | CommScope® | Propel ¦ SYSTIMAX ULL |  | Fiber array cable assembly
UKVRZUC8L |  | Base Product | Ultra Low Loss (ULL) OM5 MPO16 APC (pinned) to Unconnectorized, Fiber Trunk Cable Assembly, 96-Fiber, Armored Indoor Dual Rated (OFNR/LSZH) | CommScope® | Propel ¦ SYSTIMAX ULL |  | Fiber trunk cable assembly
UKVQZQZTH |  | Base Product | Ultra Low Loss (ULL) OM5 MPO8 APC (pinned) to MPO8 APC (pinned) Fiber Trunk Cable Assembly, 48-Fiber, Armored Indoor Dual Rated (OFNR/LSZH) | CommScope® | Propel ¦ SYSTIMAX ULL |  | Fiber trunk cable assembly
UKGQXQXTM |  | Base Product | Singlemode MPO8 APC (pinned) to MPO8 APC (pinned) Fiber Trunk Cable Assembly, 144-Fiber, Armored Indoor Dual Rated (OFNR/LSZH) | CommScope® | Propel ¦ SYSTIMAX ULL |  | Fiber trunk cable assembly
UHXQZUCTM |  | Base Product | Ultra Low Loss (ULL) OM4 MPO8 APC (pinned) to Unconnectorized Fiber Trunk Cable Assembly, 144-Fiber, Armored Indoor Plenum | CommScope® | Propel ¦ SYSTIMAX ULL |  | Fiber trunk cable assembly
UKXQZUCT8 |  | Base Product | Ultra Low Loss (ULL) OM4 MPO8 APC (pinned) to Unconnectorized Fiber Trunk Cable Assembly, 8-Fiber, Armored Indoor Dual Rated (OFNR/LSZH) | CommScope® | Propel ¦ SYSTIMAX ULL |  | Fiber trunk cable assembly
UHXQXQXTL |  | Base Product | Ultra Low Loss (ULL) OM4 MPO8 UPC (pinned) to MPO8 UPC (pinned) Fiber Trunk Cable Assembly, 96-Fiber, Armored Indoor Plenum | CommScope® | Propel ¦ SYSTIMAX ULL |  | Fiber trunk cable assembly
UKVRZUC8M |  | Base Product | Ultra Low Loss (ULL) OM5 MPO16 APC (pinned) to Unconnectorized, Fiber Trunk Cable Assembly, 144-Fiber, Armored Indoor Dual Rated (OFNR/LSZH) | CommScope® | Propel ¦ SYSTIMAX ULL |  | Fiber trunk cable assembly
UKGRZUC8L |  | Base Product | Singlemode MPO16 APC (pinned) to Unconnectorized, Fiber Trunk Cable Assembly, 96-Fiber, Armored Indoor Dual Rated (OFNR/LSZH) | CommScope® | Propel ¦ SYSTIMAX ULL |  | Fiber trunk cable assembly
UKXQXQXTR |  | Base Product | Ultra Low Loss (ULL) OM4 MPO8 UPC (pinned) to MPO8 UPC (pinned) Fiber Trunk Cable Assembly, 16-Fiber, Armored Indoor Dual Rated (OFNR/LSZH) | CommScope® | Propel ¦ SYSTIMAX ULL |  | Fiber trunk cable assembly
UKXQZUCTF |  | Base Product | Ultra Low Loss (ULL) OM4 MPO8 APC (pinned) to Unconnectorized Fiber Trunk Cable Assembly, 24-Fiber, Armored Indoor Dual Rated (OFNR/LSZH) | CommScope® | Propel ¦ SYSTIMAX ULL |  | Fiber trunk cable assembly
UKGQXQXTN |  | Base Product | Singlemode MPO8 APC (pinned) to MPO8 APC (pinned) Fiber Trunk Cable Assembly, 192-Fiber, Armored Indoor Dual Rated (OFNR/LSZH) | CommScope® | Propel ¦ SYSTIMAX ULL |  | Fiber trunk cable assembly
UHXQXQXTM |  | Base Product | Ultra Low Loss (ULL) OM4 MPO8 UPC (pinned) to MPO8 UPC (pinned) Fiber Trunk Cable Assembly, 144-Fiber, Armored Indoor Plenum | CommScope® | Propel ¦ SYSTIMAX ULL |  | Fiber trunk cable assembly
UHVQXUCTF |  | Base Product | Ultra Low Loss (ULL) OM5 MPO8 UPC (pinned) to UnterminatedFiber Trunk Cable Assembly, 24-Fiber, Armored Indoor Plenum | CommScope® | Propel ¦ SYSTIMAX ULL |  | Fiber trunk cable assembly
UKXQXQXTS |  | Base Product | Ultra Low Loss (ULL) OM4 MPO8 UPC (pinned) to MPO8 UPC (pinned) Fiber Trunk Cable Assembly, 32-Fiber, Armored Indoor Dual Rated (OFNR/LSZH) | CommScope® | Propel ¦ SYSTIMAX ULL |  | Fiber trunk cable assembly
UHXQZUCTR |  | Base Product | Ultra Low Loss (ULL) OM4 MPO8 APC (pinned) to Unconnectorized Fiber Trunk Cable Assembly, 16-Fiber, Armored Indoor Plenum | CommScope® | Propel ¦ SYSTIMAX ULL |  | Fiber trunk cable assembly
UKXQZUCTH |  | Base Product | Ultra Low Loss (ULL) OM4 MPO8 APC (pinned) to Unconnectorized Fiber Trunk Cable Assembly, 48-Fiber, Armored Indoor Dual Rated (OFNR/LSZH) | CommScope® | Propel ¦ SYSTIMAX ULL |  | Fiber trunk cable assembly
UHVQXUCTH |  | Base Product | Ultra Low Loss (ULL) OM5 MPO8 UPC (pinned) to UnterminatedFiber Trunk Cable Assembly, 48-Fiber, Armored Indoor Plenum | CommScope® | Propel ¦ SYSTIMAX ULL |  | Fiber trunk cable assembly
UHVMXMXCD |  | Base Product | Ultra Low Loss (ULL) OM5 MPO12 UPC (pinned) to MPO12 UPC (pinned) Fiber Trunk Cable Assembly, 12-Fiber, Armored Indoor Plenum | CommScope® | Propel ¦ SYSTIMAX ULL |  | Fiber trunk cable assembly
UKGQXQXTS |  | Base Product | Singlemode MPO8 APC (pinned) to MPO8 APC (pinned) Fiber Trunk Cable Assembly, 32-Fiber, Armored Indoor Dual Rated (OFNR/LSZH) | CommScope® | Propel ¦ SYSTIMAX ULL |  | Fiber trunk cable assembly
UKVRZUC8R |  | Base Product | Ultra Low Loss (ULL) OM5 MPO16 APC (pinned) to Unconnectorized, Fiber Trunk Cable Assembly, 16-Fiber, Armored Indoor Dual Rated (OFNR/LSZH) | CommScope® | Propel ¦ SYSTIMAX ULL |  | Fiber trunk cable assembly
UKXRZUC8N |  | Base Product | Ultra Low Loss (ULL) OM4 MPO16 APC (pinned) to Unconnectorized, Fiber Trunk Cable Assembly, 192-Fiber, Armored Indoor Dual Rated (OFNR/LSZH) | CommScope® | Propel ¦ SYSTIMAX ULL |  | Fiber trunk cable assembly
UHXQXQXTS |  | Base Product | Ultra Low Loss (ULL) OM4 MPO8 UPC (pinned) to MPO8 UPC (pinned) Fiber Trunk Cable Assembly, 32-Fiber, Armored Indoor Plenum | CommScope® | Propel ¦ SYSTIMAX ULL |  | Fiber trunk cable assembly
UHVMXMXCF |  | Base Product | Ultra Low Loss (ULL) OM5 MPO12 UPC (pinned) to MPO12 UPC (pinned) Fiber Trunk Cable Assembly, 24-Fiber, Armored Indoor Plenum | CommScope® | Propel ¦ SYSTIMAX ULL |  | Fiber trunk cable assembly
UKGQXQXTU |  | Base Product | Singlemode MPO8 APC (pinned) to MPO8 APC (pinned) Fiber Trunk Cable Assembly, 64-Fiber, Armored Indoor Dual Rated (OFNR/LSZH) | CommScope® | Propel ¦ SYSTIMAX ULL |  | Fiber trunk cable assembly
UKVRZUC8S |  | Base Product | Ultra Low Loss (ULL) OM5 MPO16 APC (pinned) to Unconnectorized, Fiber Trunk Cable Assembly, 32-Fiber, Armored Indoor Dual Rated (OFNR/LSZH) | CommScope® | Propel ¦ SYSTIMAX ULL |  | Fiber trunk cable assembly
UHVRZUC8R |  | Base Product | Ultra Low Loss (ULL) OM5 MPO16 APC (pinned) to Unconnectorized, Fiber Trunk Cable Assembly, 16-Fiber, Armored Indoor Plenum | CommScope® | Propel ¦ SYSTIMAX ULL |  | Fiber trunk cable assembly
UHVQXUCTL |  | Base Product | Ultra Low Loss (ULL) OM5 MPO8 UPC (pinned) to UnterminatedFiber Trunk Cable Assembly, 96-Fiber, Armored Indoor Plenum | CommScope® | Propel ¦ SYSTIMAX ULL |  | Fiber trunk cable assembly
UKGRZUC8R |  | Base Product | Singlemode MPO16 APC (pinned) to Unconnectorized, Fiber Trunk Cable Assembly, 16-Fiber, Armored Indoor Dual Rated (OFNR/LSZH) | CommScope® | Propel ¦ SYSTIMAX ULL |  | Fiber trunk cable assembly
UKXQXUCTF |  | Base Product | Ultra Low Loss (ULL) OM4 MPO8 UPC (pinned) to Unconnectorized Fiber Trunk Cable Assembly,24-Fiber, Armored Indoor Dual Rated (OFNR/LSZH) | CommScope® | Propel ¦ SYSTIMAX ULL |  | Fiber trunk cable assembly
UKGQXUCT8 |  | Base Product | Singlemode MPO8 APC (pinned) to Unconnectorized Fiber Trunk Cable Assembly, 8-Fiber, Armored Indoor Dual Rated (OFNR/LSZH) | CommScope® | Propel ¦ SYSTIMAX ULL |  | Fiber trunk cable assembly
UKVRZUC8U |  | Base Product | Ultra Low Loss (ULL) OM5 MPO16 APC (pinned) to Unconnectorized, Fiber Trunk Cable Assembly, 64-Fiber, Armored Indoor Dual Rated (OFNR/LSZH) | CommScope® | Propel ¦ SYSTIMAX ULL |  | Fiber trunk cable assembly
UHXRZRZ8H |  | Base Product | Ultra Low Loss (ULL) OM4 MPO16 APC (pinned) to MPO16 APC (pinned), Fiber Trunk Cable Assembly, 48-Fiber, Armored Indoor Plenum | CommScope® | Propel ¦ SYSTIMAX ULL |  | Fiber trunk cable assembly
UHXQXQXTU |  | Base Product | Ultra Low Loss (ULL) OM4 MPO8 UPC (pinned) to MPO8 UPC (pinned) Fiber Trunk Cable Assembly, 64-Fiber, Armored Indoor Plenum | CommScope® | Propel ¦ SYSTIMAX ULL |  | Fiber trunk cable assembly
UHVMXMXCG |  | Base Product | Ultra Low Loss (ULL) OM5 MPO12 UPC (pinned) to MPO12 UPC (pinned) Fiber Trunk Cable Assembly, 36-Fiber, Armored Indoor Plenum | CommScope® | Propel ¦ SYSTIMAX ULL |  | Fiber trunk cable assembly
UHVQXUCTM |  | Base Product | Ultra Low Loss (ULL) OM5 MPO8 UPC (pinned) to UnterminatedFiber Trunk Cable Assembly, 144-Fiber, Armored Indoor Plenum | CommScope® | Propel ¦ SYSTIMAX ULL |  | Fiber trunk cable assembly
UKXRZUC8R |  | Base Product | Ultra Low Loss (ULL) OM4 MPO16 APC (pinned) to Unconnectorized, Fiber Trunk Cable Assembly, 16-Fiber, Armored Indoor Dual Rated (OFNR/LSZH) | CommScope® | Propel ¦ SYSTIMAX ULL |  | Fiber trunk cable assembly
UHXRZRZ8L |  | Base Product | Ultra Low Loss (ULL) OM4 MPO16 APC (pinned) to MPO16 APC (pinned), Fiber Trunk Cable Assembly, 96-Fiber, Armored Indoor Plenum | CommScope® | Propel ¦ SYSTIMAX ULL |  | Fiber trunk cable assembly
UKXQZUCTL |  | Base Product | Ultra Low Loss (ULL) OM4 MPO8 APC (pinned) to Unconnectorized Fiber Trunk Cable Assembly, 96-Fiber, Armored Indoor Dual Rated (OFNR/LSZH) | CommScope® | Propel ¦ SYSTIMAX ULL |  | Fiber trunk cable assembly
UHXQXUCT8 |  | Base Product | Ultra Low Loss (ULL) OM4 MPO8 UPC (pinned) to Unconnectorized Fiber Trunk Cable Assembly, 8-Fiber, Armored Indoor Plenum | CommScope® | Propel ¦ SYSTIMAX ULL |  | Fiber trunk cable assembly
UHVQXUCTN |  | Base Product | Ultra Low Loss (ULL) OM5 MPO8 UPC (pinned) to UnterminatedFiber Trunk Cable Assembly, 192-Fiber, Armored Indoor Plenum | CommScope® | Propel ¦ SYSTIMAX ULL |  | Fiber trunk cable assembly
UHXRZRZ8M |  | Base Product | Ultra Low Loss (ULL) OM4 MPO16 APC (pinned) to MPO16 APC (pinned), Fiber Trunk Cable Assembly, 144-Fiber, Armored Indoor Plenum | CommScope® | Propel ¦ SYSTIMAX ULL |  | Fiber trunk cable assembly
UHVMXMXCK |  | Base Product | Ultra Low Loss (ULL) OM5 MPO12 UPC (pinned) to MPO12 UPC (pinned) Fiber Trunk Cable Assembly, 72-Fiber, Armored Indoor Plenum | CommScope® | Propel ¦ SYSTIMAX ULL |  | Fiber trunk cable assembly
UHXMXMXCF |  | Base Product | Ultra Low Loss (ULL) OM4 MPO12 UPC (pinned) to MPO12 UPC (pinned) Fiber Trunk Cable Assembly, 24-Fiber, Armored Indoor Plenum | CommScope® | Propel ¦ SYSTIMAX ULL |  | Fiber trunk cable assembly
UKVMXMXCF |  | Base Product | Ultra Low Loss (ULL) OM5 MPO12 UPC (pinned) to MPO12 UPC (pinned) Fiber Trunk Cable Assembly, 24-Fiber, Armored Indoor Dual Rated (OFNR/LSZH) | CommScope® | Propel ¦ SYSTIMAX ULL |  | Fiber trunk cable assembly
UHXRZRZ8N |  | Base Product | Ultra Low Loss (ULL) OM4 MPO16 APC (pinned) to MPO16 APC (pinned), Fiber Trunk Cable Assembly, 192-Fiber, Armored Indoor Plenum | CommScope® | Propel ¦ SYSTIMAX ULL |  | Fiber trunk cable assembly
UKXRZUC8U |  | Base Product | Ultra Low Loss (ULL) OM4 MPO16 APC (pinned) to Unconnectorized, Fiber Trunk Cable Assembly, 64-Fiber, Armored Indoor Dual Rated (OFNR/LSZH) | CommScope® | Propel ¦ SYSTIMAX ULL |  | Fiber trunk cable assembly
UKXQZUCTN |  | Base Product | Ultra Low Loss (ULL) OM4 MPO8 APC (pinned) to Unconnectorized Fiber Trunk Cable Assembly, 192-Fiber, Armored Indoor Dual Rated (OFNR/LSZH) | CommScope® | Propel ¦ SYSTIMAX ULL |  | Fiber trunk cable assembly
UHVMXMXCM |  | Base Product | Ultra Low Loss (ULL) OM5 MPO12 UPC (pinned) to MPO12 UPC (pinned) Fiber Trunk Cable Assembly, 144-Fiber, Armored Indoor Plenum | CommScope® | Propel ¦ SYSTIMAX ULL |  | Fiber trunk cable assembly
UKVMXMXCG |  | Base Product | Ultra Low Loss (ULL) OM5 MPO12 UPC (pinned) to MPO12 UPC (pinned) Fiber Trunk Cable Assembly, 36-Fiber, Armored Indoor Dual Rated (OFNR/LSZH) | CommScope® | Propel ¦ SYSTIMAX ULL |  | Fiber trunk cable assembly
UHVQZQZT8 |  | Base Product | Ultra Low Loss (ULL) OM5 MPO8 APC (pinned) to MPO8 APC (pinned) Fiber Trunk Cable Assembly, 8-Fiber, Armored Indoor Plenum | CommScope® | Propel ¦ SYSTIMAX ULL |  | Fiber trunk cable assembly
UHXMXMXCH |  | Base Product | Ultra Low Loss (ULL) OM4 MPO12 UPC (pinned) to MPO12 UPC (pinned) Fiber Trunk Cable Assembly, 48-Fiber, Armored Indoor Plenum | CommScope® | Propel ¦ SYSTIMAX ULL |  | Fiber trunk cable assembly
UKXQZUCTR |  | Base Product | Ultra Low Loss (ULL) OM4 MPO8 APC (pinned) to Unconnectorized Fiber Trunk Cable Assembly, 16-Fiber, Armored Indoor Dual Rated (OFNR/LSZH) | CommScope® | Propel ¦ SYSTIMAX ULL |  | Fiber trunk cable assembly
UKVMXMXCH |  | Base Product | Ultra Low Loss (ULL) OM5 MPO12 UPC (pinned) to MPO12 UPC (pinned) Fiber Trunk Cable Assembly, 48-Fiber, Armored Indoor Dual Rated (OFNR/LSZH) | CommScope® | Propel ¦ SYSTIMAX ULL |  | Fiber trunk cable assembly
UKXQZUCTS |  | Base Product | Ultra Low Loss (ULL) OM4 MPO8 APC (pinned) to Unconnectorized Fiber Trunk Cable Assembly, 32-Fiber, Armored Indoor Dual Rated (OFNR/LSZH) | CommScope® | Propel ¦ SYSTIMAX ULL |  | Fiber trunk cable assembly
UHVMXMXCP |  | Base Product | Ultra Low Loss (ULL) OM5 MPO12 UPC (pinned) to MPO12 UPC (pinned) Fiber Trunk Cable Assembly, 12-Fiber, Armored Indoor Plenum | CommScope® | Propel ¦ SYSTIMAX ULL |  | Fiber trunk cable assembly
UHXRZRZ8S |  | Base Product | Ultra Low Loss (ULL) OM4 MPO16 APC (pinned) to MPO16 APC (pinned), Fiber Trunk Cable Assembly, 32-Fiber, Armored Indoor Plenum | CommScope® | Propel ¦ SYSTIMAX ULL |  | Fiber trunk cable assembly
UKXRZRZ8H |  | Base Product | Ultra Low Loss (ULL) OM4 MPO16 APC (pinned) to MPO16 APC (pinned), Fiber Trunk Cable Assembly, 48-Fiber, Armored Indoor Dual Rated (OFNR/LSZH) | CommScope® | Propel ¦ SYSTIMAX ULL |  | Fiber trunk cable assembly
UHVMXUCCD |  | Base Product | Ultra Low Loss (ULL) OM5 MPO12 UPC (pinned) to Unconnectorized Fiber Trunk Cable Assembly, 12-Fiber, Armored Indoor Plenum | CommScope® | Propel ¦ SYSTIMAX ULL |  | Fiber trunk cable assembly
UHXRZRZ8U |  | Base Product | Ultra Low Loss (ULL) OM4 MPO16 APC (pinned) to MPO16 APC (pinned), Fiber Trunk Cable Assembly, 64-Fiber, Armored Indoor Plenum | CommScope® | Propel ¦ SYSTIMAX ULL |  | Fiber trunk cable assembly
UKVMXMXCM |  | Base Product | Ultra Low Loss (ULL) OM5 MPO12 UPC (pinned) to MPO12 UPC (pinned) Fiber Trunk Cable Assembly, 144-Fiber, Armored Indoor Dual Rated (OFNR/LSZH) | CommScope® | Propel ¦ SYSTIMAX ULL |  | Fiber trunk cable assembly
UKXRZRZ8M |  | Base Product | Ultra Low Loss (ULL) OM4 MPO16 APC (pinned) to MPO16 APC (pinned), Fiber Trunk Cable Assembly, 144-Fiber, Armored Indoor Dual Rated (OFNR/LSZH) | CommScope® | Propel ¦ SYSTIMAX ULL |  | Fiber trunk cable assembly
UHVMXUCCG |  | Base Product | Ultra Low Loss (ULL) OM5 MPO12 UPC (pinned) to Unconnectorized Fiber Trunk Cable Assembly, 36-Fiber, Armored Indoor Plenum | CommScope® | Propel ¦ SYSTIMAX ULL |  | Fiber trunk cable assembly
UKXRZRZ8Q |  | Base Product | Ultra Low Loss (ULL) OM4 MPO16 APC (pinned) to MPO16 APC (pinned), Fiber Trunk Cable Assembly, 128-Fiber, Armored Indoor Dual Rated (OFNR/LSZH) | CommScope® | Propel ¦ SYSTIMAX ULL |  | Fiber trunk cable assembly
UHXQXUCTM |  | Base Product | Ultra Low Loss (ULL) OM4 MPO8 UPC (pinned) to Unconnectorized Fiber Trunk Cable Assembly, 144-Fiber, Armored Indoor Plenum | CommScope® | Propel ¦ SYSTIMAX ULL |  | Fiber trunk cable assembly
UHXRZUC8M |  | Base Product | Ultra Low Loss (ULL) OM4 MPO16 APC (pinned) to Unconnectorized, Fiber Trunk Cable Assembly, 144-Fiber, Armored Indoor Plenum | CommScope® | Propel ¦ SYSTIMAX ULL |  | Fiber trunk cable assembly
UKXRZRZ8R |  | Base Product | Ultra Low Loss (ULL) OM4 MPO16 APC (pinned) to MPO16 APC (pinned), Fiber Trunk Cable Assembly, 16-Fiber, Armored Indoor Dual Rated (OFNR/LSZH) | CommScope® | Propel ¦ SYSTIMAX ULL |  | Fiber trunk cable assembly
UHXQXUCTR |  | Base Product | Ultra Low Loss (ULL) OM4 MPO8 UPC (pinned) to Unconnectorized Fiber Trunk Cable Assembly, 16-Fiber, Armored Indoor Plenum | CommScope® | Propel ¦ SYSTIMAX ULL |  | Fiber trunk cable assembly
UKXRZRZ8S |  | Base Product | Ultra Low Loss (ULL) OM4 MPO16 APC (pinned) to MPO16 APC (pinned), Fiber Trunk Cable Assembly, 32-Fiber, Armored Indoor Dual Rated (OFNR/LSZH) | CommScope® | Propel ¦ SYSTIMAX ULL |  | Fiber trunk cable assembly
UHXQXUCTS |  | Base Product | Ultra Low Loss (ULL) OM4 MPO8 UPC (pinned) to Unconnectorized Fiber Trunk Cable Assembly, 32-Fiber, Armored Indoor Plenum | CommScope® | Propel ¦ SYSTIMAX ULL |  | Fiber trunk cable assembly
ULXQZLUTL |  | Base Product | Ultra Low Loss ULL OM4 MPO8 APC pinned to LC/UPC Uniboot Ruggedized fanout Cable, 96-Fiber, Plenum, 8 fiber PmP 2.0 mm | CommScope® | Propel ¦ SYSTIMAX ULL |  | Ruggedized fanout
ULXQPLUTH |  | Base Product | Ultra Low Loss ULL OM4 MPO8 UPC non-pinned to LC/UPC Uniboot Ruggedized fanout Cable, 48-Fiber, Plenum, 8 fiber PmP 2.0 mm | CommScope® | Propel ¦ SYSTIMAX ULL |  | Ruggedized fanout
UNGQXLUTL |  | Base Product | Singlemode MPO8 APC pinned to LC/UPC Uniboot Ruggedized fanout Cable, 96-Fiber, Dual Rated (OFNR/LSZH), 8 fiber PmP 2.0 mm | CommScope® | Propel ¦ SYSTIMAX ULL |  | Ruggedized fanout
U4VQXLUTH |  | Base Product | Ultra Low Loss ULL OM5 MPO8 UPC pinned to LC/UPC Uniboot Ruggedized fanout Cable, 48-Fiber, LSZH, 8 fiber PmP 2.0 mm /B2ca | CommScope® | Propel ¦ SYSTIMAX ULL |  | Ruggedized fanout
ULGQPLUTH |  | Base Product | Singlemode MPO8 APC non-pinned to LC/UPC Uniboot Ruggedized fanout Cable, 48-Fiber, Plenum, 8 fiber PmP 2.0 mm | CommScope® | Propel ¦ SYSTIMAX ULL |  | Ruggedized fanout
UNGQXLUTR |  | Base Product | Singlemode MPO8 APC pinned to LC/UPC Uniboot Ruggedized fanout Cable, 16-Fiber, Dual Rated (OFNR/LSZH), 8 fiber PmP 2.0 mm | CommScope® | Propel ¦ SYSTIMAX ULL |  | Ruggedized fanout
UNVQZLUTR |  | Base Product | Ultra Low Loss ULL OM5 MPO8 APC pinned to LC/UPC Uniboot Ruggedized fanout Cable, 16-Fiber, Dual Rated (OFNR/LSZH), 8 fiber PmP 2.0 mm | CommScope® | Propel ¦ SYSTIMAX ULL |  | Ruggedized fanout
ULXQZLUTM |  | Base Product | Ultra Low Loss ULL OM4 MPO8 APC pinned to LC/UPC Uniboot Ruggedized fanout Cable, 144-Fiber, Plenum, 8 fiber PmP 2.0 mm | CommScope® | Propel ¦ SYSTIMAX ULL |  | Ruggedized fanout
ULVQXLUTU |  | Base Product | Ultra Low Loss ULL OM5 MPO8 UPC pinned to LC/UPC Uniboot Ruggedized fanout Cable, 64-Fiber, Plenum, 8 fiber PmP 2.0 mm | CommScope® | Propel ¦ SYSTIMAX ULL |  | Ruggedized fanout
U4VQXLUTK |  | Base Product | Ultra Low Loss ULL OM5 MPO8 UPC pinned to LC/UPC Uniboot Ruggedized fanout Cable, 72-Fiber, LSZH, 8 fiber PmP 2.0 mm /B2ca | CommScope® | Propel ¦ SYSTIMAX ULL |  | Ruggedized fanout
ULXQZLUTN |  | Base Product | Ultra Low Loss ULL OM4 MPO8 APC pinned to LC/UPC Uniboot Ruggedized fanout Cable, 192-Fiber, Plenum, 8 fiber PmP 2.0 mm | CommScope® | Propel ¦ SYSTIMAX ULL |  | Ruggedized fanout
ULXQPLUTL |  | Base Product | Ultra Low Loss ULL OM4 MPO8 UPC non-pinned to LC/UPC Uniboot Ruggedized fanout Cable, 96-Fiber, Plenum, 8 fiber PmP 2.0 mm | CommScope® | Propel ¦ SYSTIMAX ULL |  | Ruggedized fanout
U4XQZLUTH |  | Base Product | Ultra Low Loss ULL OM4 MPO8 APC pinned to LC/UPC Uniboot Ruggedized fanout Cable, 48-Fiber, LSZH, 8 fiber PmP 2.0 mm /B2ca | CommScope® | Propel ¦ SYSTIMAX ULL |  | Ruggedized fanout
ULGQPLUTL |  | Base Product | Singlemode MPO8 APC non-pinned to LC/UPC Uniboot Ruggedized fanout Cable, 96-Fiber, Plenum, 8 fiber PmP 2.0 mm | CommScope® | Propel ¦ SYSTIMAX ULL |  | Ruggedized fanout
ULXQZLUTR |  | Base Product | Ultra Low Loss ULL OM4 MPO8 APC pinned to LC/UPC Uniboot Ruggedized fanout Cable, 16-Fiber, Plenum, 8 fiber PmP 2.0 mm | CommScope® | Propel ¦ SYSTIMAX ULL |  | Ruggedized fanout
UNVQZLUTU |  | Base Product | Ultra Low Loss ULL OM5 MPO8 APC pinned to LC/UPC Uniboot Ruggedized fanout Cable, 64-Fiber, Dual Rated (OFNR/LSZH), 8 fiber PmP 2.0 mm | CommScope® | Propel ¦ SYSTIMAX ULL |  | Ruggedized fanout
ULVQZLUT8 |  | Base Product | Ultra Low Loss ULL OM5 MPO8 APC pinned to LC/UPC Uniboot Ruggedized fanout Cable, 8-Fiber, Plenum, 8 fiber PmP 2.0 mm | CommScope® | Propel ¦ SYSTIMAX ULL |  | Ruggedized fanout
ULXQZLUTS |  | Base Product | Ultra Low Loss ULL OM4 MPO8 APC pinned to LC/UPC Uniboot Ruggedized fanout Cable, 32-Fiber, Plenum, 8 fiber PmP 2.0 mm | CommScope® | Propel ¦ SYSTIMAX ULL |  | Ruggedized fanout
U4GQPLUT8 |  | Base Product | Singlemode MPO8 APC non-pinned to LC/UPC Uniboot Ruggedized fanout Cable, 8-Fiber, LSZH, 8 fiber PmP 2.0 mm /B2ca | CommScope® | Propel ¦ SYSTIMAX ULL |  | Ruggedized fanout
U4XQZLUTK |  | Base Product | Ultra Low Loss ULL OM4 MPO8 APC pinned to LC/UPC Uniboot Ruggedized fanout Cable, 72-Fiber, LSZH, 8 fiber PmP 2.0 mm /B2ca | CommScope® | Propel ¦ SYSTIMAX ULL |  | Ruggedized fanout
ULVQPLUT8 |  | Base Product | Ultra Low Loss ULL OM5 MPO8 UPC non-pinned to LC/UPC Uniboot Ruggedized fanout Cable, 8-Fiber, Plenum, 8 fiber PmP 2.0 mm | CommScope® | Propel ¦ SYSTIMAX ULL |  | Ruggedized fanout
ULXQZLUTU |  | Base Product | Ultra Low Loss ULL OM4 MPO8 APC pinned to LC/UPC Uniboot Ruggedized fanout Cable, 64-Fiber, Plenum, 8 fiber PmP 2.0 mm | CommScope® | Propel ¦ SYSTIMAX ULL |  | Ruggedized fanout
ULVQZLUTF |  | Base Product | Ultra Low Loss ULL OM5 MPO8 APC pinned to LC/UPC Uniboot Ruggedized fanout Cable, 24-Fiber, Plenum, 8 fiber PmP 2.0 mm | CommScope® | Propel ¦ SYSTIMAX ULL |  | Ruggedized fanout
U4XQPLUTF |  | Base Product | Ultra Low Loss ULL OM4 MPO8 UPC non-pinned to LC/UPC Uniboot Ruggedized fanout Cable, 24-Fiber, LSZH, 8 fiber PmP 2.0 mm /B2ca | CommScope® | Propel ¦ SYSTIMAX ULL |  | Ruggedized fanout
ULGQPLUTM |  | Base Product | Singlemode MPO8 APC non-pinned to LC/UPC Uniboot Ruggedized fanout Cable, 144-Fiber, Plenum, 8 fiber PmP 2.0 mm | CommScope® | Propel ¦ SYSTIMAX ULL |  | Ruggedized fanout
U4VQXLUTN |  | Base Product | Ultra Low Loss ULL OM5 MPO8 UPC pinned to LC/UPC Uniboot Ruggedized fanout Cable, 192-Fiber, LSZH, 8 fiber PmP 2.0 mm /B2ca | CommScope® | Propel ¦ SYSTIMAX ULL |  | Ruggedized fanout
U4XQZLUTL |  | Base Product | Ultra Low Loss ULL OM4 MPO8 APC pinned to LC/UPC Uniboot Ruggedized fanout Cable, 96-Fiber, LSZH, 8 fiber PmP 2.0 mm /B2ca | CommScope® | Propel ¦ SYSTIMAX ULL |  | Ruggedized fanout
U4XQPLUTH |  | Base Product | Ultra Low Loss ULL OM4 MPO8 UPC non-pinned to LC/UPC Uniboot Ruggedized fanout Cable, 48-Fiber, LSZH, 8 fiber PmP 2.0 mm /B2ca | CommScope® | Propel ¦ SYSTIMAX ULL |  | Ruggedized fanout
U4GQPLUTF |  | Base Product | Singlemode MPO8 APC non-pinned to LC/UPC Uniboot Ruggedized fanout Cable, 24-Fiber, LSZH, 8 fiber PmP 2.0 mm /B2ca | CommScope® | Propel ¦ SYSTIMAX ULL |  | Ruggedized fanout
ULXQPLUTM |  | Base Product | Ultra Low Loss ULL OM4 MPO8 UPC non-pinned to LC/UPC Uniboot Ruggedized fanout Cable, 144-Fiber, Plenum, 8 fiber PmP 2.0 mm | CommScope® | Propel ¦ SYSTIMAX ULL |  | Ruggedized fanout
ULVQZLUTH |  | Base Product | Ultra Low Loss ULL OM5 MPO8 APC pinned to LC/UPC Uniboot Ruggedized fanout Cable, 48-Fiber, Plenum, 8 fiber PmP 2.0 mm | CommScope® | Propel ¦ SYSTIMAX ULL |  | Ruggedized fanout
ULGQPLUTN |  | Base Product | Singlemode MPO8 APC non-pinned to LC/UPC Uniboot Ruggedized fanout Cable, 192-Fiber, Plenum, 8 fiber PmP 2.0 mm | CommScope® | Propel ¦ SYSTIMAX ULL |  | Ruggedized fanout
UNXQPLUTH |  | Base Product | Ultra Low Loss ULL OM4 MPO8 UPC non-pinned to LC/UPC Uniboot Ruggedized fanout Cable, 48-Fiber, Dual Rated (OFNR/LSZH), 8 fiber PmP 2.0 mm | CommScope® | Propel ¦ SYSTIMAX ULL |  | Ruggedized fanout
U4VQXLUTS |  | Base Product | Ultra Low Loss ULL OM5 MPO8 UPC pinned to LC/UPC Uniboot Ruggedized fanout Cable, 32-Fiber, LSZH, 8 fiber PmP 2.0 mm /B2ca | CommScope® | Propel ¦ SYSTIMAX ULL |  | Ruggedized fanout
ULVQPLUTH |  | Base Product | Ultra Low Loss ULL OM5 MPO8 UPC non-pinned to LC/UPC Uniboot Ruggedized fanout Cable, 48-Fiber, Plenum, 8 fiber PmP 2.0 mm | CommScope® | Propel ¦ SYSTIMAX ULL |  | Ruggedized fanout
ULXQPLUTN |  | Base Product | Ultra Low Loss ULL OM4 MPO8 UPC non-pinned to LC/UPC Uniboot Ruggedized fanout Cable, 192-Fiber, Plenum, 8 fiber PmP 2.0 mm | CommScope® | Propel ¦ SYSTIMAX ULL |  | Ruggedized fanout
UNXQPLUTK |  | Base Product | Ultra Low Loss ULL OM4 MPO8 UPC non-pinned to LC/UPC Uniboot Ruggedized fanout Cable, 72-Fiber, Dual Rated (OFNR/LSZH), 8 fiber PmP 2.0 mm | CommScope® | Propel ¦ SYSTIMAX ULL |  | Ruggedized fanout
ULXQPLUTR |  | Base Product | Ultra Low Loss ULL OM4 MPO8 UPC non-pinned to LC/UPC Uniboot Ruggedized fanout Cable, 16-Fiber, Plenum, 8 fiber PmP 2.0 mm | CommScope® | Propel ¦ SYSTIMAX ULL |  | Ruggedized fanout
U4VQXLUTU |  | Base Product | Ultra Low Loss ULL OM5 MPO8 UPC pinned to LC/UPC Uniboot Ruggedized fanout Cable, 64-Fiber, LSZH, 8 fiber PmP 2.0 mm /B2ca | CommScope® | Propel ¦ SYSTIMAX ULL |  | Ruggedized fanout
ULGQPLUTR |  | Base Product | Singlemode MPO8 APC non-pinned to LC/UPC Uniboot Ruggedized fanout Cable, 16-Fiber, Plenum, 8 fiber PmP 2.0 mm | CommScope® | Propel ¦ SYSTIMAX ULL |  | Ruggedized fanout
ULXQPLUTS |  | Base Product | Ultra Low Loss ULL OM4 MPO8 UPC non-pinned to LC/UPC Uniboot Ruggedized fanout Cable, 32-Fiber, Plenum, 8 fiber PmP 2.0 mm | CommScope® | Propel ¦ SYSTIMAX ULL |  | Ruggedized fanout
UNVQPLUTR |  | Base Product | Ultra Low Loss ULL OM5 MPO8 UPC non-pinned to LC/UPC Uniboot Ruggedized fanout Cable, 16-Fiber, Dual Rated (OFNR/LSZH), 8 fiber PmP 2.0 mm | CommScope® | Propel ¦ SYSTIMAX ULL |  | Ruggedized fanout
U4GQPLUTL |  | Base Product | Singlemode MPO8 APC non-pinned to LC/UPC Uniboot Ruggedized fanout Cable, 96-Fiber, LSZH, 8 fiber PmP 2.0 mm /B2ca | CommScope® | Propel ¦ SYSTIMAX ULL |  | Ruggedized fanout
ULXQPLUTU |  | Base Product | Ultra Low Loss ULL OM4 MPO8 UPC non-pinned to LC/UPC Uniboot Ruggedized fanout Cable, 64-Fiber, Plenum, 8 fiber PmP 2.0 mm | CommScope® | Propel ¦ SYSTIMAX ULL |  | Ruggedized fanout
U4XQZLUTN |  | Base Product | Ultra Low Loss ULL OM4 MPO8 APC pinned to LC/UPC Uniboot Ruggedized fanout Cable, 192-Fiber, LSZH, 8 fiber PmP 2.0 mm /B2ca | CommScope® | Propel ¦ SYSTIMAX ULL |  | Ruggedized fanout
U4VQPLUT8 |  | Base Product | Ultra Low Loss ULL OM5 MPO8 UPC non-pinned to LC/UPC Uniboot Ruggedized fanout Cable, 8-Fiber, LSZH, 8 fiber PmP 2.0 mm /B2ca | CommScope® | Propel ¦ SYSTIMAX ULL |  | Ruggedized fanout
ULVQPLUTM |  | Base Product | Ultra Low Loss ULL OM5 MPO8 UPC non-pinned to LC/UPC Uniboot Ruggedized fanout Cable, 144-Fiber, Plenum, 8 fiber PmP 2.0 mm | CommScope® | Propel ¦ SYSTIMAX ULL |  | Ruggedized fanout
ULGQPLUTU |  | Base Product | Singlemode MPO8 APC non-pinned to LC/UPC Uniboot Ruggedized fanout Cable, 64-Fiber, Plenum, 8 fiber PmP 2.0 mm | CommScope® | Propel ¦ SYSTIMAX ULL |  | Ruggedized fanout
U4VQZLUTH |  | Base Product | Ultra Low Loss ULL OM5 MPO8 APC pinned to LC/UPC Uniboot Ruggedized fanout Cable, 48-Fiber, LSZH, 8 fiber PmP 2.0 mm /B2ca | CommScope® | Propel ¦ SYSTIMAX ULL |  | Ruggedized fanout
UNVQPLUTS |  | Base Product | Ultra Low Loss ULL OM5 MPO8 UPC non-pinned to LC/UPC Uniboot Ruggedized fanout Cable, 32-Fiber, Dual Rated (OFNR/LSZH), 8 fiber PmP 2.0 mm | CommScope® | Propel ¦ SYSTIMAX ULL |  | Ruggedized fanout
U4VQPLUTF |  | Base Product | Ultra Low Loss ULL OM5 MPO8 UPC non-pinned to LC/UPC Uniboot Ruggedized fanout Cable, 8-Fiber, LSZH, 8 fiber PmP 2.0 mm /B2ca | CommScope® | Propel ¦ SYSTIMAX ULL |  | Ruggedized fanout
U4VQZLUTK |  | Base Product | Ultra Low Loss ULL OM5 MPO8 APC pinned to LC/UPC Uniboot Ruggedized fanout Cable, 72-Fiber, LSZH, 8 fiber PmP 2.0 mm /B2ca | CommScope® | Propel ¦ SYSTIMAX ULL |  | Ruggedized fanout
U4GQPLUTN |  | Base Product | Singlemode MPO8 APC non-pinned to LC/UPC Uniboot Ruggedized fanout Cable, 192-Fiber, LSZH, 8 fiber PmP 2.0 mm /B2ca | CommScope® | Propel ¦ SYSTIMAX ULL |  | Ruggedized fanout
ULVQZLUTS |  | Base Product | Ultra Low Loss ULL OM5 MPO8 APC pinned to LC/UPC Uniboot Ruggedized fanout Cable, 32-Fiber, Plenum, 8 fiber PmP 2.0 mm | CommScope® | Propel ¦ SYSTIMAX ULL |  | Ruggedized fanout
ULXQVLUTF |  | Base Product | Ultra Low Loss ULL OM4 MPO8 APC non-pinned to LC/UPC Uniboot Ruggedized fanout Cable, 24-Fiber, Plenum, 8 fiber PmP 2.0 mm | CommScope® | Propel ¦ SYSTIMAX ULL |  | Ruggedized fanout
U4XQZLUTS |  | Base Product | Ultra Low Loss ULL OM4 MPO8 APC pinned to LC/UPC Uniboot Ruggedized fanout Cable, 32-Fiber, LSZH, 8 fiber PmP 2.0 mm /B2ca | CommScope® | Propel ¦ SYSTIMAX ULL |  | Ruggedized fanout
UNVQPLUTU |  | Base Product | Ultra Low Loss ULL OM5 MPO8 UPC non-pinned to LC/UPC Uniboot Ruggedized fanout Cable, 64-Fiber, Dual Rated (OFNR/LSZH), 8 fiber PmP 2.0 mm | CommScope® | Propel ¦ SYSTIMAX ULL |  | Ruggedized fanout
UNXQVLUT8 |  | Base Product | Ultra Low Loss ULL OM4 MPO8 APC non-pinned to LC/UPC Uniboot Ruggedized fanout Cable, 8-Fiber, Dual Rated (OFNR/LSZH), 8 fiber PmP 2.0 mm | CommScope® | Propel ¦ SYSTIMAX ULL |  | Ruggedized fanout
ULVQPLUTR |  | Base Product | Ultra Low Loss ULL OM5 MPO8 UPC non-pinned to LC/UPC Uniboot Ruggedized fanout Cable, 16-Fiber, Plenum, 8 fiber PmP 2.0 mm | CommScope® | Propel ¦ SYSTIMAX ULL |  | Ruggedized fanout
ULVQZLUTU |  | Base Product | Ultra Low Loss ULL OM5 MPO8 APC pinned to LC/UPC Uniboot Ruggedized fanout Cable, 64-Fiber, Plenum, 8 fiber PmP 2.0 mm | CommScope® | Propel ¦ SYSTIMAX ULL |  | Ruggedized fanout
ULGQXLUTF |  | Base Product | Singlemode MPO8 APC pinned to LC/UPC Uniboot Ruggedized fanout Cable, 24-Fiber, Plenum, 8 fiber PmP 2.0 mm | CommScope® | Propel ¦ SYSTIMAX ULL |  | Ruggedized fanout
U4XQZLUTU |  | Base Product | Ultra Low Loss ULL OM4 MPO8 APC pinned to LC/UPC Uniboot Ruggedized fanout Cable, 64-Fiber, LSZH, 8 fiber PmP 2.0 mm /B2ca | CommScope® | Propel ¦ SYSTIMAX ULL |  | Ruggedized fanout
UNXQVLUTF |  | Base Product | Ultra Low Loss ULL OM4 MPO8 APC non-pinned to LC/UPC Uniboot Ruggedized fanout Cable, 24-Fiber, Dual Rated (OFNR/LSZH), 8 fiber PmP 2.0 mm | CommScope® | Propel ¦ SYSTIMAX ULL |  | Ruggedized fanout
U4VQPLUTK |  | Base Product | Ultra Low Loss ULL OM5 MPO8 UPC non-pinned to LC/UPC Uniboot Ruggedized fanout Cable, 8-Fiber, LSZH, 8 fiber PmP 2.0 mm /B2ca | CommScope® | Propel ¦ SYSTIMAX ULL |  | Ruggedized fanout
U4VQZLUTM |  | Base Product | Ultra Low Loss ULL OM5 MPO8 APC pinned to LC/UPC Uniboot Ruggedized fanout Cable, 144-Fiber, LSZH, 8 fiber PmP 2.0 mm /B2ca | CommScope® | Propel ¦ SYSTIMAX ULL |  | Ruggedized fanout
U4GQPLUTS |  | Base Product | Singlemode MPO8 APC non-pinned to LC/UPC Uniboot Ruggedized fanout Cable, 32-Fiber, LSZH, 8 fiber PmP 2.0 mm /B2ca | CommScope® | Propel ¦ SYSTIMAX ULL |  | Ruggedized fanout
UNVQVLUT8 |  | Base Product | Ultra Low Loss ULL OM5 MPO8 APC non-pinned to LC/UPC Uniboot Ruggedized fanout Cable, 8-Fiber, Dual Rated (OFNR/LSZH), 8 fiber PmP 2.0 mm | CommScope® | Propel ¦ SYSTIMAX ULL |  | Ruggedized fanout
U4XQVLUT8 |  | Base Product | Ultra Low Loss ULL OM4 MPO8 APC non-pinned to LC/UPC Uniboot Ruggedized fanout Cable, 8-Fiber, LSZH, 8 fiber PmP 2.0 mm /B2ca | CommScope® | Propel ¦ SYSTIMAX ULL |  | Ruggedized fanout
U4VQZLUTN |  | Base Product | Ultra Low Loss ULL OM5 MPO8 APC pinned to LC/UPC Uniboot Ruggedized fanout Cable, 192-Fiber, LSZH, 8 fiber PmP 2.0 mm /B2ca | CommScope® | Propel ¦ SYSTIMAX ULL |  | Ruggedized fanout
U4VQPLUTL |  | Base Product | Ultra Low Loss ULL OM5 MPO8 UPC non-pinned to LC/UPC Uniboot Ruggedized fanout Cable, 8-Fiber, LSZH, 8 fiber PmP 2.0 mm /B2ca | CommScope® | Propel ¦ SYSTIMAX ULL |  | Ruggedized fanout
UNXQVLUTH |  | Base Product | Ultra Low Loss ULL OM4 MPO8 APC non-pinned to LC/UPC Uniboot Ruggedized fanout Cable, 48-Fiber, Dual Rated (OFNR/LSZH), 8 fiber PmP 2.0 mm | CommScope® | Propel ¦ SYSTIMAX ULL |  | Ruggedized fanout
ULVQVLUT8 |  | Base Product | Ultra Low Loss ULL OM5 MPO8 APC non-pinned to LC/UPC Uniboot Ruggedized fanout Cable, 8-Fiber, Plenum, 8 fiber PmP 2.0 mm | CommScope® | Propel ¦ SYSTIMAX ULL |  | Ruggedized fanout
U4VQPLUTM |  | Base Product | Ultra Low Loss ULL OM5 MPO8 UPC non-pinned to LC/UPC Uniboot Ruggedized fanout Cable, 8-Fiber, LSZH, 8 fiber PmP 2.0 mm /B2ca | CommScope® | Propel ¦ SYSTIMAX ULL |  | Ruggedized fanout
UNVQVLUTH |  | Base Product | Ultra Low Loss ULL OM5 MPO8 APC non-pinned to LC/UPC Uniboot Ruggedized fanout Cable, 48-Fiber, Dual Rated (OFNR/LSZH), 8 fiber PmP 2.0 mm | CommScope® | Propel ¦ SYSTIMAX ULL |  | Ruggedized fanout
U4GQXLUT8 |  | Base Product | Singlemode MPO8 APC pinned to LC/UPC Uniboot Ruggedized fanout Cable, 8-Fiber, LSZH, 8 fiber PmP 2.0 mm /B2ca | CommScope® | Propel ¦ SYSTIMAX ULL |  | Ruggedized fanout
ULXQVLUTM |  | Base Product | Ultra Low Loss ULL OM4 MPO8 APC non-pinned to LC/UPC Uniboot Ruggedized fanout Cable, 144-Fiber, Plenum, 8 fiber PmP 2.0 mm | CommScope® | Propel ¦ SYSTIMAX ULL |  | Ruggedized fanout
1291B |  | Base Product | GigaSPEED X10D® 1291B Category 6A Cable | SYSTIMAX® | GigaSPEED X10D® |  | Twisted pair cable
UGGMXUCRF |  | Base Product | Ultra Low Loss (ULL) Singlemode MPO12 (Pinned) to Unconnectorized Pre-terminated Trunk Cable, 24-Fiber, Rollable Ribbon, Plenum, 12 fiber | CommScope® | SYSTIMAX ULL |  | Fiber trunk cable assembly
ULXLCUCC6 |  | Base Product | Ultra Low Loss ULL LazrSPEED® 550 LC/UPC to LC/UPC Ruggedized fanout Cable, 12-Fiber, Plenum, 12 fiber PmP 2.0 mm Dca | CommScope® | SYSTIMAX ULL |  | Ruggedized fanout
ULXLCLCC6 |  | Base Product | Ultra Low Loss ULL LazrSPEED® 550 LC/UPC to LC/UPC Ruggedized fanout Cable, 12-Fiber, Plenum, 12 fiber PmP 2.0 mm Dca | CommScope® | SYSTIMAX ULL |  | Ruggedized fanout
FHWMPUCAF |  | Base Product | Singlemode MPO (Unpinned) to Unconnectorized, InstaPATCH® 360 Armored Pre-terminated Trunk Cable, 24-Fiber, Plenum | CommScope® | SYSTIMAX InstaPATCH® 360 |  | Fiber trunk cable assembly
FHWMPUCAK |  | Base Product | Singlemode MPO (Unpinned) to Unconnectorized, InstaPATCH® 360 Armored Pre-terminated Trunk Cable, 72-Fiber, Plenum | CommScope® | SYSTIMAX InstaPATCH® 360 |  | Fiber trunk cable assembly
FHXMPUCAD |  | Base Product | OM4 MPO (Unpinned) to Unconnectorized, InstaPATCH® 360 Armored Pre-terminated Trunk Cable, 12-Fiber, Plenum | CommScope® | SYSTIMAX InstaPATCH® 360 |  | Fiber trunk cable assembly |  | Discontinued
5NF4 |  | Base Product | 5NF4 Category 5e U/UTP filled Cable | CommScope® |  |  | Twisted pair cable
UHXMXMXAD |  | Base Product | Ultra Low Loss (ULL) Multimode OM4 MPO12 (Pinned) to MPO12 (Pinned), Armored Pre-terminated Trunk Cable, 12-Fiber, Plenum | CommScope® | SYSTIMAX ULL |  | Fiber trunk cable assembly |  | Discontinued
UHXMXMXAL |  | Base Product | Ultra Low Loss (ULL) Multimode OM4 MPO12 (Pinned) to MPO12 (Pinned), Armored Pre-terminated Trunk Cable, 96-Fiber, Plenum | CommScope® | SYSTIMAX ULL |  | Fiber trunk cable assembly |  | Discontinued
FPCC |  | Base Product | Fiber Optic Patch Cord, Duplex, Singlemode, 1.2 mm OFNP and LSZH jacket | CommScope® |  | FPCC | Fiber patch cord ¦ duplex
FGWMPUCAL |  | Base Product | Singlemode MPO (Unpinned) to Unconnectorized, InstaPATCH® 360 Pre-terminated Trunk Cable, 96-Fiber, Plenum | CommScope® | SYSTIMAX InstaPATCH® 360 |  | Fiber trunk cable assembly
FGWMPUCAH |  | Base Product | Singlemode MPO (Unpinned) to Unconnectorized, InstaPATCH® 360 Pre-terminated Trunk Cable, 48-Fiber, Plenum | CommScope® | SYSTIMAX InstaPATCH® 360 |  | Fiber trunk cable assembly
UHXMXMXAG |  | Base Product | Ultra Low Loss (ULL) Multimode OM4 MPO12 (Pinned) to MPO12 (Pinned), Armored Pre-terminated Trunk Cable, 36-Fiber, Plenum | CommScope® | SYSTIMAX ULL |  | Fiber trunk cable assembly
UHXMPMXAF |  | Base Product | Ultra Low Loss (ULL) Multimode OM4 MPO12 (Unpinned) to MPO12 (Pinned), Armored Pre-terminated Trunk Cable, 24-Fiber, Plenum | CommScope® | SYSTIMAX ULL |  | Fiber trunk cable assembly
UHXMPMXAK |  | Base Product | Ultra Low Loss (ULL) Multimode OM4 MPO12 (Unpinned) to MPO12 (Pinned), Armored Pre-terminated Trunk Cable, 72-Fiber, Plenum | CommScope® | SYSTIMAX ULL |  | Fiber trunk cable assembly
UHXMPMXAL |  | Base Product | Ultra Low Loss (ULL) Multimode OM4 MPO12 (Unpinned) to MPO12 (Pinned), Armored Pre-terminated Trunk Cable, 96-Fiber, Plenum | CommScope® | SYSTIMAX ULL |  | Fiber trunk cable assembly
UHVMXUCAD |  | Base Product | Ultra Low Loss (ULL) Multimode OM5 MPO12 (Pinned) to Unconnectorized, Armored Pre-terminated Trunk Cable, 12-Fiber, Plenum | CommScope® | SYSTIMAX ULL |  | Fiber trunk cable assembly
UHVMXMXAG |  | Base Product | Ultra Low Loss (ULL) Multimode OM5 MPO12 (Pinned) to MPO12 (Pinned), Armored Pre-terminated Trunk Cable, 36-Fiber, Plenum | CommScope® | SYSTIMAX ULL |  | Fiber trunk cable assembly
UHVMXMXAK |  | Base Product | Ultra Low Loss (ULL) Multimode OM5 MPO12 (Pinned) to MPO12 (Pinned), Armored Pre-terminated Trunk Cable, 72-Fiber, Plenum | CommScope® | SYSTIMAX ULL |  | Fiber trunk cable assembly
UHVMPMXAD |  | Base Product | Ultra Low Loss (ULL) Multimode OM5 MPO12 (Unpinned) to MPO12 (Pinned), Armored Pre-terminated Trunk Cable, 12-Fiber, Plenum | CommScope® | SYSTIMAX ULL |  | Fiber trunk cable assembly |  | Discontinued
UHVMXUCAF |  | Base Product | Ultra Low Loss (ULL) Multimode OM5 MPO12 (Pinned) to Unconnectorized, Armored Pre-terminated Trunk Cable, 24-Fiber, Plenum | CommScope® | SYSTIMAX ULL |  | Fiber trunk cable assembly
UHVMXUCAL |  | Base Product | Ultra Low Loss (ULL) Multimode OM5 MPO12 (Pinned) to Unconnectorized, Armored Pre-terminated Trunk Cable, 96-Fiber, Plenum | CommScope® | SYSTIMAX ULL |  | Fiber trunk cable assembly
UHVMXUCAM |  | Base Product | Ultra Low Loss (ULL) Multimode OM5 MPO12 (Pinned) to Unconnectorized, Armored Pre-terminated Trunk Cable, 144-Fiber, Plenum | CommScope® | SYSTIMAX ULL |  | Fiber trunk cable assembly
UHVMPMXAG |  | Base Product | Ultra Low Loss (ULL) Multimode OM5 MPO12 (Unpinned) to MPO12 (Pinned), Armored Pre-terminated Trunk Cable, 36-Fiber, Plenum | CommScope® | SYSTIMAX ULL |  | Fiber trunk cable assembly
UHVMPMXAH |  | Base Product | Ultra Low Loss (ULL) Multimode OM5 MPO12 (Unpinned) to MPO12 (Pinned), Armored Pre-terminated Trunk Cable, 48-Fiber, Plenum | CommScope® | SYSTIMAX ULL |  | Fiber trunk cable assembly
UHVMPMXAK |  | Base Product | Ultra Low Loss (ULL) Multimode OM5 MPO12 (Unpinned) to MPO12 (Pinned), Armored Pre-terminated Trunk Cable, 72-Fiber, Plenum | CommScope® | SYSTIMAX ULL |  | Fiber trunk cable assembly
UHVMPMXAM |  | Base Product | Ultra Low Loss (ULL) Multimode OM5 MPO12 (Unpinned) to MPO12 (Pinned), Armored Pre-terminated Trunk Cable, 144-Fiber, Plenum | CommScope® | SYSTIMAX ULL |  | Fiber trunk cable assembly
UHGMXMXAG |  | Base Product | Ultra Low Loss (ULL) Singlemode MPO12 (Pinned) to MPO12 (Pinned), Armored Pre-terminated Trunk Cable, 36-Fiber, Plenum | CommScope® | SYSTIMAX InstaPATCH® 360 |  | Fiber trunk cable assembly
UHGMXMXAM |  | Base Product | Ultra Low Loss (ULL) Singlemode MPO12 (Pinned) to MPO12 (Pinned), Armored Pre-terminated Trunk Cable, 144-Fiber, Plenum | CommScope® | SYSTIMAX InstaPATCH® 360 |  | Fiber trunk cable assembly |  | Discontinued
UHGMXUCAG |  | Base Product | Ultra Low Loss (ULL) Singlemode MPO12 (Pinned) to Unconnectorized, Armored Pre-terminated Trunk Cable, 36-Fiber, Plenum | CommScope® | SYSTIMAX InstaPATCH® 360 |  | Fiber trunk cable assembly
UHGMXUCAK |  | Base Product | Ultra Low Loss (ULL) Singlemode MPO12 (Pinned) to Unconnectorized, Armored Pre-terminated Trunk Cable, 72-Fiber, Plenum | CommScope® | SYSTIMAX InstaPATCH® 360 |  | Fiber trunk cable assembly
UHGMPMXAD |  | Base Product | Ultra Low Loss (ULL) Singlemode MPO12 (Unpinned) to MPO12 (Pinned), Armored Pre-terminated Trunk Cable, 12-Fiber, Plenum | CommScope® | SYSTIMAX InstaPATCH® 360 |  | Fiber trunk cable assembly
UHGMPMXAK |  | Base Product | Ultra Low Loss (ULL) Singlemode MPO12 (Unpinned) to MPO12 (Pinned), Armored Pre-terminated Trunk Cable, 72-Fiber, Plenum | CommScope® | SYSTIMAX InstaPATCH® 360 |  | Fiber trunk cable assembly
UHGMPMXAL |  | Base Product | Ultra Low Loss (ULL) Singlemode MPO12 (Unpinned) to MPO12 (Pinned), Armored Pre-terminated Trunk Cable, 96-Fiber, Plenum | CommScope® | SYSTIMAX InstaPATCH® 360 |  | Fiber trunk cable assembly
UKXMXMXAD |  | Base Product | Ultra Low Loss (ULL) Multimode OM4 MPO12 (Pinned) to MPO12 (Pinned), Armored Pre-terminated Trunk Cable, 12-Fiber, Low Smoke Zero Halogen (LSZH) | CommScope® | SYSTIMAX ULL |  | Fiber trunk cable assembly |  | Discontinued
UKXMXMXAF |  | Base Product | Ultra Low Loss (ULL) Multimode OM4 MPO12 (Pinned) to MPO12 (Pinned), Armored Pre-terminated Trunk Cable, 24-Fiber, Low Smoke Zero Halogen (LSZH) | CommScope® | SYSTIMAX ULL |  | Fiber trunk cable assembly |  | Discontinued
UKXMXMXAM |  | Base Product | Ultra Low Loss (ULL) Multimode OM4 MPO12 (Pinned) to MPO12 (Pinned), Armored Pre-terminated Trunk Cable, 144-Fiber, Low Smoke Zero Halogen (LSZH) | CommScope® | SYSTIMAX ULL |  | Fiber trunk cable assembly |  | Discontinued
UKXMXUCAG |  | Base Product | Ultra Low Loss (ULL) Multimode OM4 MPO12 (Pinned) to Unconnectorized, Armored Pre-terminated Trunk Cable, 36-Fiber, Low Smoke Zero Halogen (LSZH) | CommScope® | SYSTIMAX ULL |  | Fiber trunk cable assembly
UKXMPMXAG |  | Base Product | Ultra Low Loss (ULL) Multimode OM4 MPO12 (Unpinned) to MPO12 (Pinned), Armored Pre-terminated Trunk Cable, 36-Fiber, Low Smoke Zero Halogen (LSZH) | CommScope® | SYSTIMAX ULL |  | Fiber trunk cable assembly |  | Discontinued
UKXMPMXAH |  | Base Product | Ultra Low Loss (ULL) Multimode OM4 MPO12 (Unpinned) to MPO12 (Pinned), Armored Pre-terminated Trunk Cable, 48-Fiber, Low Smoke Zero Halogen (LSZH) | CommScope® | SYSTIMAX ULL |  | Fiber trunk cable assembly |  | Discontinued
UKXMPMXAK |  | Base Product | Ultra Low Loss (ULL) Multimode OM4 MPO12 (Unpinned) to MPO12 (Pinned), Armored Pre-terminated Trunk Cable, 72-Fiber, Low Smoke Zero Halogen (LSZH) | CommScope® | SYSTIMAX ULL |  | Fiber trunk cable assembly |  | Discontinued
UKVMXUCAD |  | Base Product | Ultra Low Loss (ULL) Multimode OM5 MPO12 (Pinned) to Unconnectorized, Armored Pre-terminated Trunk Cable, 12-Fiber, Low Smoke Zero Halogen (LSZH) | CommScope® | SYSTIMAX ULL |  | Fiber trunk cable assembly
UKVMXUCAH |  | Base Product | Ultra Low Loss (ULL) Multimode OM5 MPO12 (Pinned) to Unconnectorized, Armored Pre-terminated Trunk Cable, 48-Fiber, Low Smoke Zero Halogen (LSZH) | CommScope® | SYSTIMAX ULL |  | Fiber trunk cable assembly
UKVMXUCAK |  | Base Product | Ultra Low Loss (ULL) Multimode OM5 MPO12 (Pinned) to Unconnectorized, Armored Pre-terminated Trunk Cable, 72-Fiber, Low Smoke Zero Halogen (LSZH) | CommScope® | SYSTIMAX ULL |  | Fiber trunk cable assembly
UKVMXUCAM |  | Base Product | Ultra Low Loss (ULL) Multimode OM5 MPO12 (Pinned) to Unconnectorized, Armored Pre-terminated Trunk Cable, 144-Fiber, Low Smoke Zero Halogen (LSZH) | CommScope® | SYSTIMAX ULL |  | Fiber trunk cable assembly
UKVMPMXAD |  | Base Product | Ultra Low Loss (ULL) Multimode OM5 MPO12 (Unpinned) to MPO12 (Pinned), Armored Pre-terminated Trunk Cable, 12-Fiber, Low Smoke Zero Halogen (LSZH) | CommScope® | SYSTIMAX ULL |  | Fiber trunk cable assembly
UKVMPMXAF |  | Base Product | Ultra Low Loss (ULL) Multimode OM5 MPO12 (Unpinned) to MPO12 (Pinned), Armored Pre-terminated Trunk Cable, 24-Fiber, Low Smoke Zero Halogen (LSZH) | CommScope® | SYSTIMAX ULL |  | Fiber trunk cable assembly
UKVMPMXAH |  | Base Product | Ultra Low Loss (ULL) Multimode OM5 MPO12 (Unpinned) to MPO12 (Pinned), Armored Pre-terminated Trunk Cable, 48-Fiber, Low Smoke Zero Halogen (LSZH) | CommScope® | SYSTIMAX ULL |  | Fiber trunk cable assembly
UKVMPMXAK |  | Base Product | Ultra Low Loss (ULL) Multimode OM5 MPO12 (Unpinned) to MPO12 (Pinned), Armored Pre-terminated Trunk Cable, 72-Fiber, Low Smoke Zero Halogen (LSZH) | CommScope® | SYSTIMAX ULL |  | Fiber trunk cable assembly
UKVMPMXAL |  | Base Product | Ultra Low Loss (ULL) Multimode OM5 MPO12 (Unpinned) to MPO12 (Pinned), Armored Pre-terminated Trunk Cable, 96-Fiber, Low Smoke Zero Halogen (LSZH) | CommScope® | SYSTIMAX ULL |  | Fiber trunk cable assembly
UKVMPMXAM |  | Base Product | Ultra Low Loss (ULL) Multimode OM5 MPO12 (Unpinned) to MPO12 (Pinned), Armored Pre-terminated Trunk Cable, 144-Fiber, Low Smoke Zero Halogen (LSZH) | CommScope® | SYSTIMAX ULL |  | Fiber trunk cable assembly
UKGMXMXAD |  | Base Product | Ultra Low Loss (ULL) Singlemode MPO12 (Pinned) to MPO12 (Pinned), Armored Pre-terminated Trunk Cable, 12-Fiber, Low Smoke Zero Halogen (LSZH) | CommScope® | SYSTIMAX ULL |  | Fiber trunk cable assembly |  | Discontinued
UKGMXMXAF |  | Base Product | Ultra Low Loss (ULL) Singlemode MPO12 (Pinned) to MPO12 (Pinned), Armored Pre-terminated Trunk Cable, 24-Fiber, Low Smoke Zero Halogen (LSZH) | CommScope® | SYSTIMAX ULL |  | Fiber trunk cable assembly |  | Discontinued
UKGMXMXAL |  | Base Product | Ultra Low Loss (ULL) Singlemode MPO12 (Pinned) to MPO12 (Pinned), Armored Pre-terminated Trunk Cable, 96-Fiber, Low Smoke Zero Halogen (LSZH) | CommScope® | SYSTIMAX ULL |  | Fiber trunk cable assembly |  | Discontinued
UKGMXUCAF |  | Base Product | Ultra Low Loss (ULL) Singlemode MPO12 (Pinned) to Unconnectorized, Armored Pre-terminated Trunk Cable, 24-Fiber, Low Smoke Zero Halogen (LSZH) | CommScope® | SYSTIMAX ULL |  | Fiber trunk cable assembly |  | Discontinued
UKGMXUCAG |  | Base Product | Ultra Low Loss (ULL) Singlemode MPO12 (Pinned) to Unconnectorized, Armored Pre-terminated Trunk Cable, 36-Fiber, Low Smoke Zero Halogen (LSZH) | CommScope® | SYSTIMAX ULL |  | Fiber trunk cable assembly
UKGMXUCAH |  | Base Product | Ultra Low Loss (ULL) Singlemode MPO12 (Pinned) to Unconnectorized, Armored Pre-terminated Trunk Cable, 48-Fiber, Low Smoke Zero Halogen (LSZH) | CommScope® | SYSTIMAX ULL |  | Fiber trunk cable assembly
UKGMPMXAD |  | Base Product | Ultra Low Loss (ULL) Singlemode MPO12 (Unpinned) to MPO12 (Pinned), Armored Pre-terminated Trunk Cable, 12-Fiber, Low Smoke Zero Halogen (LSZH) | CommScope® | SYSTIMAX ULL |  | Fiber trunk cable assembly |  | Discontinued
UKGMPMXAF |  | Base Product | Ultra Low Loss (ULL) Singlemode MPO12 (Unpinned) to MPO12 (Pinned), Armored Pre-terminated Trunk Cable, 24-Fiber, Low Smoke Zero Halogen (LSZH) | CommScope® | SYSTIMAX ULL |  | Fiber trunk cable assembly |  | Discontinued
UHVQZQZTR |  | Base Product | Ultra Low Loss (ULL) OM5 MPO8 APC (pinned) to MPO8 APC (pinned) Fiber Trunk Cable Assembly, 16-Fiber, Armored Indoor Plenum | CommScope® | Propel ¦ SYSTIMAX ULL |  | Fiber trunk cable assembly
UKXMXMXCP |  | Base Product | Ultra Low Loss (ULL) OM4 MPO12 UPC (pinned) to MPO12 UPC (pinned) Fiber Trunk Cable Assembly, 288-Fiber, Armored Indoor Low Smoke Zero Halogen (LSZH) | CommScope® | Propel ¦ SYSTIMAX ULL |  | Fiber trunk cable assembly
UHVQZQZTS |  | Base Product | Ultra Low Loss (ULL) OM5 MPO8 APC (pinned) to MPO8 APC (pinned) Fiber Trunk Cable Assembly, 32-Fiber, Armored Indoor Plenum | CommScope® | Propel ¦ SYSTIMAX ULL |  | Fiber trunk cable assembly
UHGQXUCTN |  | Base Product | Singlemode MPO8 APC (pinned) to Unconnectorized Fiber Trunk Cable Assembly, 192-Fiber, Armored Indoor Plenum | CommScope® | Propel ¦ SYSTIMAX ULL |  | Fiber trunk cable assembly
UKVQZUCTK |  | Base Product | Ultra Low Loss (ULL) OM5 MPO8 APC (pinned) to Unconnectorized Fiber Trunk Cable Assembly, 72-Fiber, Armored Indoor Dual Rated (OFNR/LSZH) | CommScope® | Propel ¦ SYSTIMAX ULL |  | Fiber trunk cable assembly
UHXMXMXCL |  | Base Product | Ultra Low Loss (ULL) OM4 MPO12 UPC (pinned) to MPO12 UPC (pinned) Fiber Trunk Cable Assembly, 96-Fiber, Armored Indoor Plenum | CommScope® | Propel ¦ SYSTIMAX ULL |  | Fiber trunk cable assembly
UHGMXUCCD |  | Base Product | Singlemode MPO12 APC (pinned) to Unconnectorized Fiber Trunk Cable Assembly, 12-Fiber, Armored Indoor Plenum | CommScope® | Propel ¦ SYSTIMAX ULL |  | Fiber trunk cable assembly
UKVQXQXTH |  | Base Product | Ultra Low Loss (ULL) OM5 MPO8 UPC (pinned) to MPO8 UPC (pinned) Fiber Trunk Cable Assembly, 48-Fiber, Armored Indoor Dual Rated (OFNR/LSZH) | CommScope® | Propel ¦ SYSTIMAX ULL |  | Fiber trunk cable assembly
UKGMXMXCN |  | Base Product | Singlemode MPO12 APC (pinned) to MPO12 APC (pinned) Fiber Trunk Cable Assembly, 192-Fiber, Armored Indoor Dual Rated (OFNR/LSZH) | CommScope® | Propel ¦ SYSTIMAX ULL |  | Fiber trunk cable assembly
UKXMXUCCG |  | Base Product | Ultra Low Loss (ULL) OM4 MPO12 UPC (pinned) to Unconnectorized Fiber Trunk Cable Assembly, 36-Fiber, Armored Indoor Dual Rated (OFNR/LSZH) | CommScope® | Propel ¦ SYSTIMAX ULL |  | Fiber trunk cable assembly
UHVQZUCT8 |  | Base Product | Ultra Low Loss (ULL) OM5 MPO8 APC (pinned) to Unconnectorized Fiber Trunk Cable Assembly, 8-Fiber, Armored Indoor Plenum | CommScope® | Propel ¦ SYSTIMAX ULL |  | Fiber trunk cable assembly
UHGMXUCCG |  | Base Product | Singlemode MPO12 APC (pinned) to Unconnectorized Fiber Trunk Cable Assembly, 36-Fiber, Armored Indoor Plenum | CommScope® | Propel ¦ SYSTIMAX ULL |  | Fiber trunk cable assembly
UKVQXQXTK |  | Base Product | Ultra Low Loss (ULL) OM5 MPO8 UPC (pinned) to MPO8 UPC (pinned) Fiber Trunk Cable Assembly, 72-Fiber, Armored Indoor Dual Rated (OFNR/LSZH) | CommScope® | Propel ¦ SYSTIMAX ULL |  | Fiber trunk cable assembly
UKVQZUCTM |  | Base Product | Ultra Low Loss (ULL) OM5 MPO8 APC (pinned) to Unconnectorized Fiber Trunk Cable Assembly, 144-Fiber, Armored Indoor Dual Rated (OFNR/LSZH) | CommScope® | Propel ¦ SYSTIMAX ULL |  | Fiber trunk cable assembly
UKXMXUCCH |  | Base Product | Ultra Low Loss (ULL) OM4 MPO12 UPC (pinned) to Unconnectorized Fiber Trunk Cable Assembly, 48-Fiber, Armored Indoor Dual Rated (OFNR/LSZH) | CommScope® | Propel ¦ SYSTIMAX ULL |  | Fiber trunk cable assembly
UHGQXUCTU |  | Base Product | Singlemode MPO8 APC (pinned) to Unconnectorized Fiber Trunk Cable Assembly, 64-Fiber, Armored Indoor Plenum | CommScope® | Propel ¦ SYSTIMAX ULL |  | Fiber trunk cable assembly
UHGMXUCCH |  | Base Product | Singlemode MPO12 APC (pinned) to Unconnectorized Fiber Trunk Cable Assembly, 48-Fiber, Armored Indoor Plenum | CommScope® | Propel ¦ SYSTIMAX ULL |  | Fiber trunk cable assembly
UHVQZUCTF |  | Base Product | Ultra Low Loss (ULL) OM5 MPO8 APC (pinned) to Unconnectorized Fiber Trunk Cable Assembly, 24-Fiber, Armored Indoor Plenum | CommScope® | Propel ¦ SYSTIMAX ULL |  | Fiber trunk cable assembly
UKVQZUCTN |  | Base Product | Ultra Low Loss (ULL) OM5 MPO8 APC (pinned) to Unconnectorized Fiber Trunk Cable Assembly, 192-Fiber, Armored Indoor Dual Rated (OFNR/LSZH) | CommScope® | Propel ¦ SYSTIMAX ULL |  | Fiber trunk cable assembly
UHXMXMXCN |  | Base Product | Ultra Low Loss (ULL) OM4 MPO12 UPC (pinned) to MPO12 UPC (pinned) Fiber Trunk Cable Assembly, 192-Fiber, Armored Indoor Plenum | CommScope® | Propel ¦ SYSTIMAX ULL |  | Fiber trunk cable assembly
UKXMXUCCK |  | Base Product | Ultra Low Loss (ULL) OM4 MPO12 UPC (pinned) to Unconnectorized Fiber Trunk Cable Assembly, 72-Fiber, Armored Indoor Dual Rated (OFNR/LSZH) | CommScope® | Propel ¦ SYSTIMAX ULL |  | Fiber trunk cable assembly
UKGQXUCTH |  | Base Product | Singlemode MPO8 APC (pinned) to Unconnectorized Fiber Trunk Cable Assembly, 48-Fiber, Armored Indoor Dual Rated (OFNR/LSZH) | CommScope® | Propel ¦ SYSTIMAX ULL |  | Fiber trunk cable assembly
UKGMXUCCF |  | Base Product | Singlemode MPO12 APC (pinned) to Unconnectorized Fiber Trunk Cable Assembly, 24-Fiber, Armored Indoor Dual Rated (OFNR/LSZH) | CommScope® | Propel ¦ SYSTIMAX ULL |  | Fiber trunk cable assembly
UHXMXMXCP |  | Base Product | Ultra Low Loss (ULL) OM4 MPO12 UPC (pinned) to MPO12 UPC (pinned) Fiber Trunk Cable Assembly, 288-Fiber, Armored Indoor Plenum | CommScope® | Propel ¦ SYSTIMAX ULL |  | Fiber trunk cable assembly
UKXQXUCTM |  | Base Product | Ultra Low Loss (ULL) OM4 MPO8 UPC (pinned) to Unconnectorized Fiber Trunk Cable Assembly, 144-Fiber, Armored Indoor Dual Rated (OFNR/LSZH) | CommScope® | Propel ¦ SYSTIMAX ULL |  | Fiber trunk cable assembly
UKXMXUCCL |  | Base Product | Ultra Low Loss (ULL) OM4 MPO12 UPC (pinned) to Unconnectorized Fiber Trunk Cable Assembly, 96-Fiber, Armored Indoor Dual Rated (OFNR/LSZH) | CommScope® | Propel ¦ SYSTIMAX ULL |  | Fiber trunk cable assembly
UHXMXUCCD |  | Base Product | Ultra Low Loss (ULL) OM4 MPO12 UPC (pinned) to Unconnectorized Fiber Trunk Cable Assembly, 12-Fiber, Armored Indoor Plenum | CommScope® | Propel ¦ SYSTIMAX ULL |  | Fiber trunk cable assembly
UHGMXUCCL |  | Base Product | Singlemode MPO12 APC (pinned) to Unconnectorized Fiber Trunk Cable Assembly, 96-Fiber, Armored Indoor Plenum | CommScope® | Propel ¦ SYSTIMAX ULL |  | Fiber trunk cable assembly
UHGRZRZ8L |  | Base Product | Singlemode MPO16 APC (pinned) to MPO16 APC (pinned), Fiber Trunk Cable Assembly, 96-Fiber, Armored Indoor Plenum | CommScope® | Propel ¦ SYSTIMAX ULL |  | Fiber trunk cable assembly
UKGQXUCTK |  | Base Product | Singlemode MPO8 APC (pinned) to Unconnectorized Fiber Trunk Cable Assembly, 72-Fiber, Armored Indoor Dual Rated (OFNR/LSZH) | CommScope® | Propel ¦ SYSTIMAX ULL |  | Fiber trunk cable assembly
UKGMXUCCG |  | Base Product | Singlemode MPO12 APC (pinned) to Unconnectorized Fiber Trunk Cable Assembly, 36-Fiber,Armored Indoor Dual Rated (OFNR/LSZH) | CommScope® | Propel ¦ SYSTIMAX ULL |  | Fiber trunk cable assembly
UHXMXUCCF |  | Base Product | Ultra Low Loss (ULL) OM4 MPO12 UPC (pinned) to Unconnectorized Fiber Trunk Cable Assembly, 24-Fiber, Armored Indoor Plenum | CommScope® | Propel ¦ SYSTIMAX ULL |  | Fiber trunk cable assembly
UHVMXUCCL |  | Base Product | Ultra Low Loss (ULL) OM5 MPO12 UPC (pinned) to Unconnectorized Fiber Trunk Cable Assembly, 96-Fiber, Armored Indoor Plenum | CommScope® | Propel ¦ SYSTIMAX ULL |  | Fiber trunk cable assembly
UKGQXUCTL |  | Base Product | Singlemode MPO8 APC (pinned) to Unconnectorized Fiber Trunk Cable Assembly, 96-Fiber, Armored Indoor Dual Rated (OFNR/LSZH) | CommScope® | Propel ¦ SYSTIMAX ULL |  | Fiber trunk cable assembly
UHGMXUCCM |  | Base Product | Singlemode MPO12 APC (pinned) to Unconnectorized Fiber Trunk Cable Assembly, 144-Fiber, Armored Indoor Plenum | CommScope® | Propel ¦ SYSTIMAX ULL |  | Fiber trunk cable assembly
UHGRZRZ8M |  | Base Product | Singlemode MPO16 APC (pinned) to MPO16 APC (pinned), Fiber Trunk Cable Assembly, 144-Fiber, Armored Indoor Plenum | CommScope® | Propel ¦ SYSTIMAX ULL |  | Fiber trunk cable assembly
UHVMXUCCM |  | Base Product | Ultra Low Loss (ULL) OM5 MPO12 UPC (pinned) to Unconnectorized Fiber Trunk Cable Assembly, 144-Fiber, Armored Indoor Plenum | CommScope® | Propel ¦ SYSTIMAX ULL |  | Fiber trunk cable assembly
UHGMXUCCN |  | Base Product | Singlemode MPO12 APC (pinned) to Unconnectorized Fiber Trunk Cable Assembly, 192-Fiber, Armored Indoor Plenum | CommScope® | Propel ¦ SYSTIMAX ULL |  | Fiber trunk cable assembly
UKGQXUCTM |  | Base Product | Singlemode MPO8 APC (pinned) to Unconnectorized Fiber Trunk Cable Assembly, 144-Fiber, Armored Indoor Dual Rated (OFNR/LSZH) | CommScope® | Propel ¦ SYSTIMAX ULL |  | Fiber trunk cable assembly
UKXMXUCCP |  | Base Product | Ultra Low Loss (ULL) OM4 MPO12 UPC (pinned) to Unconnectorized Fiber Trunk Cable Assembly, 288-Fiber, Armored Indoor Dual Rated (OFNR/LSZH) | CommScope® | Propel ¦ SYSTIMAX ULL |  | Fiber trunk cable assembly
UKGQXUCTN |  | Base Product | Singlemode MPO8 APC (pinned) to Unconnectorized Fiber Trunk Cable Assembly, 192-Fiber, Armored Indoor Dual Rated (OFNR/LSZH) | CommScope® | Propel ¦ SYSTIMAX ULL |  | Fiber trunk cable assembly
UHXQZQZTH |  | Base Product | Ultra Low Loss (ULL) OM4 MPO8 APC (pinned) to MPO8 APC (pinned) Fiber Trunk Cable Assembly, 48-Fiber, Armored Indoor Plenum | CommScope® | Propel ¦ SYSTIMAX ULL |  | Fiber trunk cable assembly
UHGRZRZ8N |  | Base Product | Singlemode MPO16 APC (pinned) to MPO16 APC (pinned), Fiber Trunk Cable Assembly, 192-Fiber, Armored Indoor Plenum | CommScope® | Propel ¦ SYSTIMAX ULL |  | Fiber trunk cable assembly
UKGMXUCCK |  | Base Product | Singlemode MPO12 APC (pinned) to Unconnectorized Fiber Trunk Cable Assembly, 72-Fiber, Armored Indoor Dual Rated (OFNR/LSZH) | CommScope® | Propel ¦ SYSTIMAX ULL |  | Fiber trunk cable assembly
UKXQXUCTS |  | Base Product | Ultra Low Loss (ULL) OM4 MPO8 UPC (pinned) to Unconnectorized Fiber Trunk Cable Assembly, 32-Fiber, Armored Indoor Dual Rated (OFNR/LSZH) | CommScope® | Propel ¦ SYSTIMAX ULL |  | Fiber trunk cable assembly
UKVQZUCTU |  | Base Product | Ultra Low Loss (ULL) OM5 MPO8 APC (pinned) to Unconnectorized Fiber Trunk Cable Assembly, 64-Fiber, Armored Indoor Dual Rated (OFNR/LSZH) | CommScope® | Propel ¦ SYSTIMAX ULL |  | Fiber trunk cable assembly
UKVQXQXTU |  | Base Product | Ultra Low Loss (ULL) OM5 MPO8 UPC (pinned) to MPO8 UPC (pinned) Fiber Trunk Cable Assembly, 64-Fiber, Armored Indoor Dual Rated (OFNR/LSZH) | CommScope® | Propel ¦ SYSTIMAX ULL |  | Fiber trunk cable assembly
UHXQZQZTK |  | Base Product | Ultra Low Loss (ULL) OM4 MPO8 APC (pinned) to MPO8 APC (pinned) Fiber Trunk Cable Assembly, 72-Fiber, Armored Indoor Plenum | CommScope® | Propel ¦ SYSTIMAX ULL |  | Fiber trunk cable assembly
UHXMXUCCK |  | Base Product | Ultra Low Loss (ULL) OM4 MPO12 UPC (pinned) to Unconnectorized Fiber Trunk Cable Assembly, 72-Fiber, Armored Indoor Plenum | CommScope® | Propel ¦ SYSTIMAX ULL |  | Fiber trunk cable assembly
UKGMXUCCL |  | Base Product | SinglemodeMPO12 APC (pinned) to Unconnectorized Fiber Trunk Cable Assembly, 96-Fiber, Armored Indoor Dual Rated (OFNR/LSZH) | CommScope® | Propel ¦ SYSTIMAX ULL |  | Fiber trunk cable assembly
UHGQXQXT8 |  | Base Product | Singlemode MPO8 APC (pinned) to MPO8 APC (pinned) Fiber Trunk Cable Assembly, 8-Fiber, Armored Indoor Plenum | CommScope® | Propel ¦ SYSTIMAX ULL |  | Fiber trunk cable assembly
UHVQZUCTR |  | Base Product | Ultra Low Loss (ULL) OM5 MPO8 APC (pinned) to Unconnectorized Fiber Trunk Cable Assembly, 16-Fiber, Armored Indoor Plenum | CommScope® | Propel ¦ SYSTIMAX ULL |  | Fiber trunk cable assembly
UKVRZRZ8H |  | Base Product | Ultra Low Loss (ULL) OM5 MPO16 APC (pinned) to MPO16 APC (pinned), Fiber Trunk Cable Assembly, 48-Fiber, Armored Indoor Dual Rated (OFNR/LSZH) | CommScope® | Propel ¦ SYSTIMAX ULL |  | Fiber trunk cable assembly
UHGRZRZ8Q |  | Base Product | Singlemode MPO16 APC (pinned) to MPO16 APC (pinned), Fiber Trunk Cable Assembly, 128-Fiber, Armored Indoor Plenum | CommScope® | Propel ¦ SYSTIMAX ULL |  | Fiber trunk cable assembly
UKVQXUCT8 |  | Base Product | Ultra Low Loss (ULL) OM5 MPO8 UPC (pinned) to Unconnectorized Fiber Trunk Cable Assembly, 8-Fiber, Armored Indoor Dual Rated (OFNR/LSZH) | CommScope® | Propel ¦ SYSTIMAX ULL |  | Fiber trunk cable assembly
UHXMXUCCL |  | Base Product | Ultra Low Loss (ULL) OM4 MPO12 UPC (pinned) to Unconnectorized Fiber Trunk Cable Assembly, 96-Fiber, Armored Indoor Plenum | CommScope® | Propel ¦ SYSTIMAX ULL |  | Fiber trunk cable assembly
UKGQXUCTS |  | Base Product | Singlemode MPO8 APC (pinned) to Unconnectorized Fiber Trunk Cable Assembly, 32-Fiber, Armored Indoor Dual Rated (OFNR/LSZH) | CommScope® | Propel ¦ SYSTIMAX ULL |  | Fiber trunk cable assembly
UHXMXUCCM |  | Base Product | Ultra Low Loss (ULL) OM4 MPO12 UPC (pinned) to Unconnectorized Fiber Trunk Cable Assembly, 144-Fiber, Armored Indoor Plenum | CommScope® | Propel ¦ SYSTIMAX ULL |  | Fiber trunk cable assembly
UKVRZRZ8L |  | Base Product | Ultra Low Loss (ULL) OM5 MPO16 APC (pinned) to MPO16 APC (pinned), Fiber Trunk Cable Assembly, 96-Fiber, Armored Indoor Dual Rated (OFNR/LSZH) | CommScope® | Propel ¦ SYSTIMAX ULL |  | Fiber trunk cable assembly
UHVQZUCTS |  | Base Product | Ultra Low Loss (ULL) OM5 MPO8 APC (pinned) to Unconnectorized Fiber Trunk Cable Assembly, 32-Fiber, Armored Indoor Plenum | CommScope® | Propel ¦ SYSTIMAX ULL |  | Fiber trunk cable assembly
UKGMXUCCM |  | Base Product | Singlemode MPO12 APC (pinned) to Unconnectorized Fiber Trunk Cable Assembly, 144-Fiber,Armored Indoor Dual Rated (OFNR/LSZH) | CommScope® | Propel ¦ SYSTIMAX ULL |  | Fiber trunk cable assembly
UKXQZQZT8 |  | Base Product | Ultra Low Loss (ULL) OM4 MPO8 APC (pinned) to MPO8 APC (pinned) Fiber Trunk Cable Assembly, 8-Fiber, Armored Indoor Dual Rated (OFNR/LSZH) | CommScope® | Propel ¦ SYSTIMAX ULL |  | Fiber trunk cable assembly
UKGQXUCTU |  | Base Product | Singlemode MPO8 APC (pinned) to Unconnectorized Fiber Trunk Cable Assembly, 64-Fiber, Armored Indoor Dual Rated (OFNR/LSZH) | CommScope® | Propel ¦ SYSTIMAX ULL |  | Fiber trunk cable assembly
UKVQXUCTH |  | Base Product | Ultra Low Loss (ULL) OM5 MPO8 UPC (pinned) to Unconnectorized Fiber Trunk Cable Assembly, 48-Fiber, Armored Indoor Dual Rated (OFNR/LSZH) | CommScope® | Propel ¦ SYSTIMAX ULL |  | Fiber trunk cable assembly
UKGMXUCCN |  | Base Product | Singlemode MPO12 APC (pinned) to Unconnectorized Fiber Trunk Cable Assembly, 192-Fiber, Armored Indoor Dual Rated (OFNR/LSZH) | CommScope® | Propel ¦ SYSTIMAX ULL |  | Fiber trunk cable assembly
UHVQXQXTF |  | Base Product | Ultra Low Loss (ULL) OM5 MPO8 UPC (pinned) to MPO8 UPC (pinned) Fiber Trunk Cable Assembly, 24-Fiber, Armored Indoor Plenum | CommScope® | Propel ¦ SYSTIMAX ULL |  | Fiber trunk cable assembly
UHGQXQXTH |  | Base Product | Singlemode MPO8 APC (pinned) to MPO8 APC (pinned) Fiber Trunk Cable Assembly, 48-Fiber, Armored Indoor Plenum | CommScope® | Propel ¦ SYSTIMAX ULL |  | Fiber trunk cable assembly
UHGRZRZ8S |  | Base Product | Singlemode MPO16 APC (pinned) to MPO16 APC (pinned), Fiber Trunk Cable Assembly, 32-Fiber, Armored Indoor Plenum | CommScope® | Propel ¦ SYSTIMAX ULL |  | Fiber trunk cable assembly
UKGRZRZ8H |  | Base Product | Singlemode MPO16 APC (pinned) to MPO16 APC (pinned), Fiber Trunk Cable Assembly, 48-Fiber, Armored Indoor Dual Rated (OFNR/LSZH) | CommScope® | Propel ¦ SYSTIMAX ULL |  | Fiber trunk cable assembly
UHVQXQXTH |  | Base Product | Ultra Low Loss (ULL) OM5 MPO8 UPC (pinned) to MPO8 UPC (pinned) Fiber Trunk Cable Assembly, 48-Fiber, Armored Indoor Plenum | CommScope® | Propel ¦ SYSTIMAX ULL |  | Fiber trunk cable assembly
UHXQZQZTN |  | Base Product | Ultra Low Loss (ULL) OM4 MPO8 APC (pinned) to MPO8 APC (pinned) Fiber Trunk Cable Assembly, 192-Fiber, Armored Indoor Plenum | CommScope® | Propel ¦ SYSTIMAX ULL |  | Fiber trunk cable assembly
UHGRZRZ8U |  | Base Product | Singlemode MPO16 APC (pinned) to MPO16 APC (pinned), Fiber Trunk Cable Assembly, 64-Fiber, Armored Indoor Plenum | CommScope® | Propel ¦ SYSTIMAX ULL |  | Fiber trunk cable assembly
UHVRZRZ8H |  | Base Product | Ultra Low Loss (ULL) OM5 MPO16 APC (pinned) to MPO16 APC (pinned), Fiber Trunk Cable Assembly, 48-Fiber, Armored Indoor Plenum | CommScope® | Propel ¦ SYSTIMAX ULL |  | Fiber trunk cable assembly
UHVQXQXTL |  | Base Product | Ultra Low Loss (ULL) OM5 MPO8 UPC (pinned) to MPO8 UPC (pinned) Fiber Trunk Cable Assembly, 96-Fiber, Armored Indoor Plenum | CommScope® | Propel ¦ SYSTIMAX ULL |  | Fiber trunk cable assembly
UHGQXQXTM |  | Base Product | Singlemode MPO8 APC (pinned) to MPO8 APC (pinned) Fiber Trunk Cable Assembly, 144-Fiber, Armored Indoor Plenum | CommScope® | Propel ¦ SYSTIMAX ULL |  | Fiber trunk cable assembly
UKGRZRZ8M |  | Base Product | Singlemode MPO16 APC (pinned) to MPO16 APC (pinned), Fiber Trunk Cable Assembly, 144-Fiber, Armored Indoor Dual Rated (OFNR/LSZH) | CommScope® | Propel ¦ SYSTIMAX ULL |  | Fiber trunk cable assembly
UHVRZRZ8M |  | Base Product | Ultra Low Loss (ULL) OM5 MPO16 APC (pinned) to MPO16 APC (pinned), Fiber Trunk Cable Assembly, 144-Fiber, Armored Indoor Plenum | CommScope® | Propel ¦ SYSTIMAX ULL |  | Fiber trunk cable assembly
UHXQZQZTS |  | Base Product | Ultra Low Loss (ULL) OM4 MPO8 APC (pinned) to MPO8 APC (pinned) Fiber Trunk Cable Assembly, 32-Fiber, Armored Indoor Plenum | CommScope® | Propel ¦ SYSTIMAX ULL |  | Fiber trunk cable assembly
UKXQZQZTK |  | Base Product | Ultra Low Loss (ULL) OM4 MPO8 APC (pinned) to MPO8 APC (pinned) Fiber Trunk Cable Assembly, 72-Fiber, Armored Indoor Dual Rated (OFNR/LSZH) | CommScope® | Propel ¦ SYSTIMAX ULL |  | Fiber trunk cable assembly
UHVQXQXTM |  | Base Product | Ultra Low Loss (ULL) OM5 MPO8 UPC (pinned) to MPO8 UPC (pinned) Fiber Trunk Cable Assembly, 144-Fiber, Armored Indoor Plenum | CommScope® | Propel ¦ SYSTIMAX ULL |  | Fiber trunk cable assembly
UKGRZRZ8N |  | Base Product | Singlemode MPO16 APC (pinned) to MPO16 APC (pinned), Fiber Trunk Cable Assembly, 192-Fiber, Armored Indoor Dual Rated (OFNR/LSZH) | CommScope® | Propel ¦ SYSTIMAX ULL |  | Fiber trunk cable assembly
UHGRZUC8M |  | Base Product | Singlemode MPO16 APC (pinned) to Unconnectorized, Fiber Trunk Cable Assembly, 144-Fiber, Armored Indoor Plenum | CommScope® | Propel ¦ SYSTIMAX ULL |  | Fiber trunk cable assembly
UHVRZRZ8N |  | Base Product | Ultra Low Loss (ULL) OM5 MPO16 APC (pinned) to MPO16 APC (pinned), Fiber Trunk Cable Assembly, 192-Fiber, Armored Indoor Plenum | CommScope® | Propel ¦ SYSTIMAX ULL |  | Fiber trunk cable assembly
UHXQZQZTU |  | Base Product | Ultra Low Loss (ULL) OM4 MPO8 APC (pinned) to MPO8 APC (pinned) Fiber Trunk Cable Assembly, 64-Fiber, Armored Indoor Plenum | CommScope® | Propel ¦ SYSTIMAX ULL |  | Fiber trunk cable assembly
UHGQXQXTN |  | Base Product | Singlemode MPO8 APC (pinned) to MPO8 APC (pinned) Fiber Trunk Cable Assembly, 192-Fiber, Armored Indoor Plenum | CommScope® | Propel ¦ SYSTIMAX ULL |  | Fiber trunk cable assembly
UKXQZQZTL |  | Base Product | Ultra Low Loss (ULL) OM4 MPO8 APC (pinned) to MPO8 APC (pinned) Fiber Trunk Cable Assembly, 96-Fiber, Armored Indoor Dual Rated (OFNR/LSZH) | CommScope® | Propel ¦ SYSTIMAX ULL |  | Fiber trunk cable assembly
UHVRZRZ8Q |  | Base Product | Ultra Low Loss (ULL) OM5 MPO16 APC (pinned) to MPO16 APC (pinned), Fiber Trunk Cable Assembly, 128-Fiber, Armored Indoor Plenum | CommScope® | Propel ¦ SYSTIMAX ULL |  | Fiber trunk cable assembly
UHGQXQXTR |  | Base Product | Singlemode MPO8 APC (pinned) to MPO8 APC (pinned) Fiber Trunk Cable Assembly, 16-Fiber, Armored Indoor Plenum | CommScope® | Propel ¦ SYSTIMAX ULL |  | Fiber trunk cable assembly
UHGRZUC8N |  | Base Product | Singlemode MPO16 APC (pinned) to Unconnectorized, Fiber Trunk Cable Assembly, 192-Fiber, Armored Indoor Plenum | CommScope® | Propel ¦ SYSTIMAX ULL |  | Fiber trunk cable assembly
UKVQXUCTS |  | Base Product | Ultra Low Loss (ULL) OM5 MPO8 UPC (pinned) to Unconnectorized Fiber Trunk Cable Assembly, 32-Fiber, Armored Indoor Dual Rated (OFNR/LSZH) | CommScope® | Propel ¦ SYSTIMAX ULL |  | Fiber trunk cable assembly
UHVRZRZ8R |  | Base Product | Ultra Low Loss (ULL) OM5 MPO16 APC (pinned) to MPO16 APC (pinned), Fiber Trunk Cable Assembly, 16-Fiber, Armored Indoor Plenum | CommScope® | Propel ¦ SYSTIMAX ULL |  | Fiber trunk cable assembly
UKGRZRZ8R |  | Base Product | Singlemode MPO16 APC (pinned) to MPO16 APC (pinned), Fiber Trunk Cable Assembly, 16-Fiber, Armored Indoor Dual Rated (OFNR/LSZH) | CommScope® | Propel ¦ SYSTIMAX ULL |  | Fiber trunk cable assembly
UKXQZQZTN |  | Base Product | Ultra Low Loss (ULL) OM4 MPO8 APC (pinned) to MPO8 APC (pinned) Fiber Trunk Cable Assembly, 192-Fiber, Armored Indoor Dual Rated (OFNR/LSZH) | CommScope® | Propel ¦ SYSTIMAX ULL |  | Fiber trunk cable assembly
UKGQXQXTH |  | Base Product | Singlemode MPO8 APC (pinned) to MPO8 APC (pinned) Fiber Trunk Cable Assembly, 48-Fiber, Armored Indoor Dual Rated (OFNR/LSZH) | CommScope® | Propel ¦ SYSTIMAX ULL |  | Fiber trunk cable assembly
UKGRZRZ8S |  | Base Product | Singlemode MPO16 APC (pinned) to MPO16 APC (pinned), Fiber Trunk Cable Assembly, 32-Fiber, Armored Indoor Dual Rated (OFNR/LSZH) | CommScope® | Propel ¦ SYSTIMAX ULL |  | Fiber trunk cable assembly
UKVQXUCTU |  | Base Product | Ultra Low Loss (ULL) OM5 MPO8 UPC (pinned) to Unconnectorized Fiber Trunk Cable Assembly, 64-Fiber, Armored Indoor Dual Rated (OFNR/LSZH) | CommScope® | Propel ¦ SYSTIMAX ULL |  | Fiber trunk cable assembly
UKVRZRZ8U |  | Base Product | Ultra Low Loss (ULL) OM5 MPO16 APC (pinned) to MPO16 APC (pinned), Fiber Trunk Cable Assembly, 64-Fiber, Armored Indoor Dual Rated (OFNR/LSZH) | CommScope® | Propel ¦ SYSTIMAX ULL |  | Fiber trunk cable assembly
UHGRZUC8R |  | Base Product | Singlemode MPO16 APC (pinned) to Unconnectorized, Fiber Trunk Cable Assembly, 16-Fiber, Armored Indoor Plenum | CommScope® | Propel ¦ SYSTIMAX ULL |  | Fiber trunk cable assembly
UKVQZQZT8 |  | Base Product | Ultra Low Loss (ULL) OM5 MPO8 APC (pinned) to MPO8 APC (pinned) Fiber Trunk Cable Assembly, 8-Fiber, Armored Indoor Dual Rated (OFNR/LSZH) | CommScope® | Propel ¦ SYSTIMAX ULL |  | Fiber trunk cable assembly
UKGRZRZ8U |  | Base Product | Singlemode MPO16 APC (pinned) to MPO16 APC (pinned), Fiber Trunk Cable Assembly, 64-Fiber, Armored Indoor Dual Rated (OFNR/LSZH) | CommScope® | Propel ¦ SYSTIMAX ULL |  | Fiber trunk cable assembly
UKXQXQXTL |  | Base Product | Ultra Low Loss (ULL) OM4 MPO8 UPC (pinned) to MPO8 UPC (pinned) Fiber Trunk Cable Assembly, 96-Fiber, Armored Indoor Dual Rated (OFNR/LSZH) | CommScope® | Propel ¦ SYSTIMAX ULL |  | Fiber trunk cable assembly
UHVRZRZ8U |  | Base Product | Ultra Low Loss (ULL) OM5 MPO16 APC (pinned) to MPO16 APC (pinned), Fiber Trunk Cable Assembly, 64-Fiber, Armored Indoor Plenum | CommScope® | Propel ¦ SYSTIMAX ULL |  | Fiber trunk cable assembly
UKGQXQXTK |  | Base Product | Singlemode MPO8 APC (pinned) to MPO8 APC (pinned) Fiber Trunk Cable Assembly, 72-Fiber, Armored Indoor Dual Rated (OFNR/LSZH) | CommScope® | Propel ¦ SYSTIMAX ULL |  | Fiber trunk cable assembly
UHVQXQXTU |  | Base Product | Ultra Low Loss (ULL) OM5 MPO8 UPC (pinned) to MPO8 UPC (pinned) Fiber Trunk Cable Assembly, 64-Fiber, Armored Indoor Plenum | CommScope® | Propel ¦ SYSTIMAX ULL |  | Fiber trunk cable assembly
UHXQZUCTK |  | Base Product | Ultra Low Loss (ULL) OM4 MPO8 APC (pinned) to Unconnectorized Fiber Trunk Cable Assembly, 72-Fiber, Armored Indoor Plenum | CommScope® | Propel ¦ SYSTIMAX ULL |  | Fiber trunk cable assembly
UHXQXQXTH |  | Base Product | Ultra Low Loss (ULL) OM4 MPO8 UPC (pinned) to MPO8 UPC (pinned) Fiber Trunk Cable Assembly, 48-Fiber, Armored Indoor Plenum | CommScope® | Propel ¦ SYSTIMAX ULL |  | Fiber trunk cable assembly
UHGRZUC8S |  | Base Product | Singlemode MPO16 APC (pinned) to Unconnectorized, Fiber Trunk Cable Assembly, 32-Fiber, Armored Indoor Plenum | CommScope® | Propel ¦ SYSTIMAX ULL |  | Fiber trunk cable assembly
U4VQPLUTR |  | Base Product | Ultra Low Loss ULL OM5 MPO8 UPC non-pinned to LC/UPC Uniboot Ruggedized fanout Cable, 8-Fiber, LSZH, 8 fiber PmP 2.0 mm /B2ca | CommScope® | Propel ¦ SYSTIMAX ULL |  | Ruggedized fanout
U4XQVLUTK |  | Base Product | Ultra Low Loss ULL OM4 MPO8 APC non-pinned to LC/UPC Uniboot Ruggedized fanout Cable, 72-Fiber, LSZH, 8 fiber PmP 2.0 mm /B2ca | CommScope® | Propel ¦ SYSTIMAX ULL |  | Ruggedized fanout
ULVQVLUTH |  | Base Product | Ultra Low Loss ULL OM5 MPO8 APC non-pinned to LC/UPC Uniboot Ruggedized fanout Cable, 48-Fiber, Plenum, 8 fiber PmP 2.0 mm | CommScope® | Propel ¦ SYSTIMAX ULL |  | Ruggedized fanout
U4VQZLUTU |  | Base Product | Ultra Low Loss ULL OM5 MPO8 APC pinned to LC/UPC Uniboot Ruggedized fanout Cable, 64-Fiber, LSZH, 8 fiber PmP 2.0 mm /B2ca | CommScope® | Propel ¦ SYSTIMAX ULL |  | Ruggedized fanout
UNXQVLUTK |  | Base Product | Ultra Low Loss ULL OM4 MPO8 APC non-pinned to LC/UPC Uniboot Ruggedized fanout Cable, 72-Fiber, Dual Rated (OFNR/LSZH), 8 fiber PmP 2.0 mm | CommScope® | Propel ¦ SYSTIMAX ULL |  | Ruggedized fanout
ULVQVLUTK |  | Base Product | Ultra Low Loss ULL OM5 MPO8 APC non-pinned to LC/UPC Uniboot Ruggedized fanout Cable, 72-Fiber, Plenum, 8 fiber PmP 2.0 mm | CommScope® | Propel ¦ SYSTIMAX ULL |  | Ruggedized fanout
UNVQVLUTR |  | Base Product | Ultra Low Loss ULL OM5 MPO8 APC non-pinned to LC/UPC Uniboot Ruggedized fanout Cable, 16-Fiber, Dual Rated (OFNR/LSZH), 8 fiber PmP 2.0 mm | CommScope® | Propel ¦ SYSTIMAX ULL |  | Ruggedized fanout
U4XQVLUTM |  | Base Product | Ultra Low Loss ULL OM4 MPO8 APC non-pinned to LC/UPC Uniboot Ruggedized fanout Cable, 144-Fiber, LSZH, 8 fiber PmP 2.0 mm /B2ca | CommScope® | Propel ¦ SYSTIMAX ULL |  | Ruggedized fanout
U4VQPLUTU |  | Base Product | Ultra Low Loss ULL OM5 MPO8 UPC non-pinned to LC/UPC Uniboot Ruggedized fanout Cable, 8-Fiber, LSZH, 8 fiber PmP 2.0 mm /B2ca | CommScope® | Propel ¦ SYSTIMAX ULL |  | Ruggedized fanout
U4GQXLUTM |  | Base Product | Singlemode MPO8 APC pinned to LC/UPC Uniboot Ruggedized fanout Cable, 144-Fiber, LSZH, 8 fiber PmP 2.0 mm /B2ca | CommScope® | Propel ¦ SYSTIMAX ULL |  | Ruggedized fanout
UNXQVLUTR |  | Base Product | Ultra Low Loss ULL OM4 MPO8 APC non-pinned to LC/UPC Uniboot Ruggedized fanout Cable, 16-Fiber, Dual Rated (OFNR/LSZH), 8 fiber PmP 2.0 mm | CommScope® | Propel ¦ SYSTIMAX ULL |  | Ruggedized fanout
U4GQXLUTN |  | Base Product | Singlemode MPO8 APC pinned to LC/UPC Uniboot Ruggedized fanout Cable, 192-Fiber, LSZH, 8 fiber PmP 2.0 mm /B2ca | CommScope® | Propel ¦ SYSTIMAX ULL |  | Ruggedized fanout
UNGQPLUT8 |  | Base Product | Singlemode MPO8 APC non-pinned to LC/UPC Uniboot Ruggedized fanout Cable, 8-Fiber, Dual Rated (OFNR/LSZH), 8 fiber PmP 2.0 mm | CommScope® | Propel ¦ SYSTIMAX ULL |  | Ruggedized fanout
UNVQXLUT8 |  | Base Product | Ultra Low Loss ULL OM5 MPO8 UPC pinned to LC/UPC Uniboot Ruggedized fanout Cable, 8-Fiber, Dual Rated (OFNR/LSZH), 8 fiber PmP 2.0 mm | CommScope® | Propel ¦ SYSTIMAX ULL |  | Ruggedized fanout
U4XQVLUTS |  | Base Product | Ultra Low Loss ULL OM4 MPO8 APC non-pinned to LC/UPC Uniboot Ruggedized fanout Cable, 32-Fiber, LSZH, 8 fiber PmP 2.0 mm /B2ca | CommScope® | Propel ¦ SYSTIMAX ULL |  | Ruggedized fanout
UNGQPLUTF |  | Base Product | Singlemode MPO8 APC non-pinned to LC/UPC Uniboot Ruggedized fanout Cable, 24-Fiber, Dual Rated (OFNR/LSZH), 8 fiber PmP 2.0 mm | CommScope® | Propel ¦ SYSTIMAX ULL |  | Ruggedized fanout
U4GQXLUTR |  | Base Product | Singlemode MPO8 APC pinned to LC/UPC Uniboot Ruggedized fanout Cable, 16-Fiber, LSZH, 8 fiber PmP 2.0 mm /B2ca | CommScope® | Propel ¦ SYSTIMAX ULL |  | Ruggedized fanout
UNVQXLUTF |  | Base Product | Ultra Low Loss ULL OM5 MPO8 UPC pinned to LC/UPC Uniboot Ruggedized fanout Cable, 24-Fiber, Dual Rated (OFNR/LSZH), 8 fiber PmP 2.0 mm | CommScope® | Propel ¦ SYSTIMAX ULL |  | Ruggedized fanout
ULXQXLUTF |  | Base Product | Ultra Low Loss ULL OM4 MPO8 UPC pinned to LC/UPC Uniboot Ruggedized fanout Cable, 24-Fiber, Plenum, 8 fiber PmP 2.0 mm | CommScope® | Propel ¦ SYSTIMAX ULL |  | Ruggedized fanout
U4XQVLUTU |  | Base Product | Ultra Low Loss ULL OM4 MPO8 APC non-pinned to LC/UPC Uniboot Ruggedized fanout Cable, 64-Fiber, LSZH, 8 fiber PmP 2.0 mm /B2ca | CommScope® | Propel ¦ SYSTIMAX ULL |  | Ruggedized fanout
UNXQVLUTU |  | Base Product | Ultra Low Loss ULL OM4 MPO8 APC non-pinned to LC/UPC Uniboot Ruggedized fanout Cable, 64-Fiber, Dual Rated (OFNR/LSZH), 8 fiber PmP 2.0 mm | CommScope® | Propel ¦ SYSTIMAX ULL |  | Ruggedized fanout
U4GQXLUTS |  | Base Product | Singlemode MPO8 APC pinned to LC/UPC Uniboot Ruggedized fanout Cable, 32-Fiber, LSZH, 8 fiber PmP 2.0 mm /B2ca | CommScope® | Propel ¦ SYSTIMAX ULL |  | Ruggedized fanout
UNVQXLUTH |  | Base Product | Ultra Low Loss ULL OM5 MPO8 UPC pinned to LC/UPC Uniboot Ruggedized fanout Cable, 48-Fiber, Dual Rated (OFNR/LSZH), 8 fiber PmP 2.0 mm | CommScope® | Propel ¦ SYSTIMAX ULL |  | Ruggedized fanout
U4XQXLUT8 |  | Base Product | Ultra Low Loss ULL OM4 MPO8 UPC pinned to LC/UPC Uniboot Ruggedized fanout Cable, 8-Fiber, LSZH, 8 fiber PmP 2.0 mm /B2ca | CommScope® | Propel ¦ SYSTIMAX ULL |  | Ruggedized fanout
UNXQXLUT8 |  | Base Product | Ultra Low Loss ULL OM4 MPO8 UPC pinned to LC/UPC Uniboot Ruggedized fanout Cable, 8-Fiber, Dual Rated (OFNR/LSZH), 8 fiber PmP 2.0 mm | CommScope® | Propel ¦ SYSTIMAX ULL |  | Ruggedized fanout
UNGQPLUTK |  | Base Product | Singlemode MPO8 APC non-pinned to LC/UPC Uniboot Ruggedized fanout Cable, 72-Fiber, Dual Rated (OFNR/LSZH), 8 fiber PmP 2.0 mm | CommScope® | Propel ¦ SYSTIMAX ULL |  | Ruggedized fanout
U4GQXLUTU |  | Base Product | Singlemode MPO8 APC pinned to LC/UPC Uniboot Ruggedized fanout Cable, 64-Fiber, LSZH, 8 fiber PmP 2.0 mm /B2ca | CommScope® | Propel ¦ SYSTIMAX ULL |  | Ruggedized fanout
UNGQPLUTL |  | Base Product | Singlemode MPO8 APC non-pinned to LC/UPC Uniboot Ruggedized fanout Cable, 96-Fiber, Dual Rated (OFNR/LSZH), 8 fiber PmP 2.0 mm | CommScope® | Propel ¦ SYSTIMAX ULL |  | Ruggedized fanout
U4VQVLUTM |  | Base Product | Ultra Low Loss ULL OM5 MPO8 APC non-pinned to LC/UPC Uniboot Ruggedized fanout Cable, 144-Fiber, LSZH, 8 fiber PmP 2.0 mm /B2ca | CommScope® | Propel ¦ SYSTIMAX ULL |  | Ruggedized fanout
U4XQXLUTH |  | Base Product | Ultra Low Loss ULL OM4 MPO8 UPC pinned to LC/UPC Uniboot Ruggedized fanout Cable, 48-Fiber, LSZH, 8 fiber PmP 2.0 mm /B2ca | CommScope® | Propel ¦ SYSTIMAX ULL |  | Ruggedized fanout
ULVQXLUT8 |  | Base Product | Ultra Low Loss ULL OM5 MPO8 UPC pinned to LC/UPC Uniboot Ruggedized fanout Cable, 8-Fiber, Plenum, 8 fiber PmP 2.0 mm | CommScope® | Propel ¦ SYSTIMAX ULL |  | Ruggedized fanout
ULGQXLUTS |  | Base Product | Singlemode MPO8 APC pinned to LC/UPC Uniboot Ruggedized fanout Cable, 32-Fiber, Plenum, 8 fiber PmP 2.0 mm | CommScope® | Propel ¦ SYSTIMAX ULL |  | Ruggedized fanout
ULXQXLUTL |  | Base Product | Ultra Low Loss ULL OM4 MPO8 UPC pinned to LC/UPC Uniboot Ruggedized fanout Cable, 96-Fiber, Plenum, 8 fiber PmP 2.0 mm | CommScope® | Propel ¦ SYSTIMAX ULL |  | Ruggedized fanout
UNGQPLUTR |  | Base Product | Singlemode MPO8 APC non-pinned to LC/UPC Uniboot Ruggedized fanout Cable, 16-Fiber, Dual Rated (OFNR/LSZH), 8 fiber PmP 2.0 mm | CommScope® | Propel ¦ SYSTIMAX ULL |  | Ruggedized fanout
U4VQVLUTN |  | Base Product | Ultra Low Loss ULL OM5 MPO8 APC non-pinned to LC/UPC Uniboot Ruggedized fanout Cable, 192-Fiber, LSZH, 8 fiber PmP 2.0 mm /B2ca | CommScope® | Propel ¦ SYSTIMAX ULL |  | Ruggedized fanout
UNGQPLUTS |  | Base Product | Singlemode MPO8 APC non-pinned to LC/UPC Uniboot Ruggedized fanout Cable, 32-Fiber, Dual Rated (OFNR/LSZH), 8 fiber PmP 2.0 mm | CommScope® | Propel ¦ SYSTIMAX ULL |  | Ruggedized fanout
ULVQXLUTH |  | Base Product | Ultra Low Loss ULL OM5 MPO8 UPC pinned to LC/UPC Uniboot Ruggedized fanout Cable, 48-Fiber, Plenum, 8 fiber PmP 2.0 mm | CommScope® | Propel ¦ SYSTIMAX ULL |  | Ruggedized fanout
U4XQXLUTL |  | Base Product | Ultra Low Loss ULL OM4 MPO8 UPC pinned to LC/UPC Uniboot Ruggedized fanout Cable, 96-Fiber, LSZH, 8 fiber PmP 2.0 mm /B2ca | CommScope® | Propel ¦ SYSTIMAX ULL |  | Ruggedized fanout
UNGQXLUT8 |  | Base Product | Singlemode MPO8 APC pinned to LC/UPC Uniboot Ruggedized fanout Cable, 8-Fiber, Dual Rated (OFNR/LSZH), 8 fiber PmP 2.0 mm | CommScope® | Propel ¦ SYSTIMAX ULL |  | Ruggedized fanout
UNVQZLUT8 |  | Base Product | Ultra Low Loss ULL OM5 MPO8 APC pinned to LC/UPC Uniboot Ruggedized fanout Cable, 8-Fiber, Dual Rated (OFNR/LSZH), 8 fiber PmP 2.0 mm | CommScope® | Propel ¦ SYSTIMAX ULL |  | Ruggedized fanout
ULXQXLUTM |  | Base Product | Ultra Low Loss ULL OM4 MPO8 UPC pinned to LC/UPC Uniboot Ruggedized fanout Cable, 144-Fiber, Plenum, 8 fiber PmP 2.0 mm | CommScope® | Propel ¦ SYSTIMAX ULL |  | Ruggedized fanout
U4VQVLUTU |  | Base Product | Ultra Low Loss ULL OM5 MPO8 APC non-pinned to LC/UPC Uniboot Ruggedized fanout Cable, 64-Fiber, LSZH, 8 fiber PmP 2.0 mm /B2ca | CommScope® | Propel ¦ SYSTIMAX ULL |  | Ruggedized fanout
UNVQZLUTF |  | Base Product | Ultra Low Loss ULL OM5 MPO8 APC pinned to LC/UPC Uniboot Ruggedized fanout Cable, 24-Fiber, Dual Rated (OFNR/LSZH), 8 fiber PmP 2.0 mm | CommScope® | Propel ¦ SYSTIMAX ULL |  | Ruggedized fanout
ULXQXLUTN |  | Base Product | Ultra Low Loss ULL OM4 MPO8 UPC pinned to LC/UPC Uniboot Ruggedized fanout Cable, 192-Fiber, Plenum, 8 fiber PmP 2.0 mm | CommScope® | Propel ¦ SYSTIMAX ULL |  | Ruggedized fanout
U4VQXLUT8 |  | Base Product | Ultra Low Loss ULL OM5 MPO8 UPC pinned to LC/UPC Uniboot Ruggedized fanout Cable, 8-Fiber, LSZH, 8 fiber PmP 2.0 mm /B2ca | CommScope® | Propel ¦ SYSTIMAX ULL |  | Ruggedized fanout
U4XQXLUTR |  | Base Product | Ultra Low Loss ULL OM4 MPO8 UPC pinned to LC/UPC Uniboot Ruggedized fanout Cable, 16-Fiber, LSZH, 8 fiber PmP 2.0 mm /B2ca | CommScope® | Propel ¦ SYSTIMAX ULL |  | Ruggedized fanout
ULVQXLUTM |  | Base Product | Ultra Low Loss ULL OM5 MPO8 UPC pinned to LC/UPC Uniboot Ruggedized fanout Cable, 144-Fiber, Plenum, 8 fiber PmP 2.0 mm | CommScope® | Propel ¦ SYSTIMAX ULL |  | Ruggedized fanout
ULXQXLUTR |  | Base Product | Ultra Low Loss ULL OM4 MPO8 UPC pinned to LC/UPC Uniboot Ruggedized fanout Cable, 16-Fiber, Plenum, 8 fiber PmP 2.0 mm | CommScope® | Propel ¦ SYSTIMAX ULL |  | Ruggedized fanout
UNXQXLUTR |  | Base Product | Ultra Low Loss ULL OM4 MPO8 UPC pinned to LC/UPC Uniboot Ruggedized fanout Cable,16-Fiber, Dual Rated (OFNR/LSZH), 8 fiber PmP 2.0 mm | CommScope® | Propel ¦ SYSTIMAX ULL |  | Ruggedized fanout
ULXQXLUTS |  | Base Product | Ultra Low Loss ULL OM4 MPO8 UPC pinned to LC/UPC Uniboot Ruggedized fanout Cable, 32-Fiber, Plenum, 8 fiber PmP 2.0 mm | CommScope® | Propel ¦ SYSTIMAX ULL |  | Ruggedized fanout
ULXQXLUTU |  | Base Product | Ultra Low Loss ULL OM4 MPO8 UPC pinned to LC/UPC Uniboot Ruggedized fanout Cable, 64-Fiber, Plenum, 8 fiber PmP 2.0 mm | CommScope® | Propel ¦ SYSTIMAX ULL |  | Ruggedized fanout
UNXQZLUTS |  | Base Product | Ultra Low Loss ULL OM4 MPO8 APC pinned to LC/UPC Uniboot Ruggedized fanout Cable, 32-Fiber, Dual Rated (OFNR/LSZH), 8 fiber PmP 2.0 mm | CommScope® | Propel ¦ SYSTIMAX ULL |  | Ruggedized fanout
ULXQPLUT8 |  | Base Product | Ultra Low Loss ULL OM4 MPO8 UPC non-pinned to LC/UPC Uniboot Ruggedized fanout Cable, 8-Fiber, Plenum, 8 fiber PmP 2.0 mm | CommScope® | Propel ¦ SYSTIMAX ULL |  | Ruggedized fanout
ULXQZLUT8 |  | Base Product | Ultra Low Loss ULL OM4 MPO8 APC pinned to LC/UPC Uniboot Ruggedized fanout Cable, 8-Fiber, Plenum, 8 fiber PmP 2.0 mm | CommScope® | Propel ¦ SYSTIMAX ULL |  | Ruggedized fanout
UNXQZLUTU |  | Base Product | Ultra Low Loss ULL OM4 MPO8 APC pinned to LC/UPC Uniboot Ruggedized fanout Cable, 64-Fiber, Dual Rated (OFNR/LSZH), 8 fiber PmP 2.0 mm | CommScope® | Propel ¦ SYSTIMAX ULL |  | Ruggedized fanout
ULXQZLUTF |  | Base Product | Ultra Low Loss ULL OM4 MPO8 APC pinned to LC/UPC Uniboot Ruggedized fanout Cable, 24-Fiber, Plenum, 8 fiber PmP 2.0 mm | CommScope® | Propel ¦ SYSTIMAX ULL |  | Ruggedized fanout
ULXQPLUTF |  | Base Product | Ultra Low Loss ULL OM4 MPO8 UPC non-pinned to LC/UPC Uniboot Ruggedized fanout Cable, 24-Fiber, Plenum, 8 fiber PmP 2.0 mm | CommScope® | Propel ¦ SYSTIMAX ULL |  | Ruggedized fanout
ULVQXLUTN |  | Base Product | Ultra Low Loss ULL OM5 MPO8 UPC pinned to LC/UPC Uniboot Ruggedized fanout Cable, 192-Fiber, Plenum, 8 fiber PmP 2.0 mm | CommScope® | Propel ¦ SYSTIMAX ULL |  | Ruggedized fanout
ULXQZLUTH |  | Base Product | Ultra Low Loss ULL OM4 MPO8 APC pinned to LC/UPC Uniboot Ruggedized fanout Cable, 48-Fiber, Plenum, 8 fiber PmP 2.0 mm | CommScope® | Propel ¦ SYSTIMAX ULL |  | Ruggedized fanout
ULXQZLUTK |  | Base Product | Ultra Low Loss ULL OM4 MPO8 APC pinned to LC/UPC Uniboot Ruggedized fanout Cable, 72-Fiber, Plenum, 8 fiber PmP 2.0 mm | CommScope® | Propel ¦ SYSTIMAX ULL |  | Ruggedized fanout
UNXQXLUTU |  | Base Product | Ultra Low Loss ULL OM4 MPO8 UPC pinned to LC/UPC Uniboot Ruggedized fanout Cable, 64-Fiber, Dual Rated (OFNR/LSZH), 8 fiber PmP 2.0 mm | CommScope® | Propel ¦ SYSTIMAX ULL |  | Ruggedized fanout
UNXQZLUT8 |  | Base Product | Ultra Low Loss ULL OM4 MPO8 APC pinned to LC/UPC Uniboot Ruggedized fanout Cable, 8-Fiber, Dual Rated (OFNR/LSZH), 8 fiber PmP 2.0 mm | CommScope® | Propel ¦ SYSTIMAX ULL |  | Ruggedized fanout
UNXQZLUTF |  | Base Product | Ultra Low Loss ULL OM4 MPO8 APC pinned to LC/UPC Uniboot Ruggedized fanout Cable, 24-Fiber, Dual Rated (OFNR/LSZH), 8 fiber PmP 2.0 mm | CommScope® | Propel ¦ SYSTIMAX ULL |  | Ruggedized fanout
UNXQZLUTK |  | Base Product | Ultra Low Loss ULL OM4 MPO8 APC pinned to LC/UPC Uniboot Ruggedized fanout Cable, 72-Fiber, Dual Rated (OFNR/LSZH), 8 fiber PmP 2.0 mm | CommScope® | Propel ¦ SYSTIMAX ULL |  | Ruggedized fanout
FQWMPMPHF |  | Base Product | Singlemode, MPO/12(Unpinned) to MPO/12(Unpinned), InstaPATCH® 360 Array Cord, 24-Fiber, Plenum | CommScope® | SYSTIMAX ULL |  | Fiber array cable assembly
URXRVQX7R |  | Base Product | Ultra Low Loss OM4, 16F MM APC MPO (Unpinned) to 8F MPO (pinned), Fiber Extension Cable Assembly, 16-Fiber, Dual rate (LSZH/RISER) | CommScope® | Propel |  | Fiber array cable assembly
ARGQPLUJ8 |  | Base Product | Ultra Low Loss (ULL) Singlemode, MPO8 Unpinned to LC/UPC Uniboot, 8-Fiber Array Cord, Low Smoke Zero Halogen (LSZH)/Riser | CommScope® | SYSTIMAX ULL |  | Fiber array cable assembly
AQGQPQPF8 |  | Base Product | Ultra Low Loss (ULL) Singlemode MPO8 (Non-Pinned) to MPO8 (Non-Pinned), Fiber Array Cable Assembly, 8-Fiber, Plenum | CommScope® | Propel ¦ SYSTIMAX ULL |  | Fiber array cable assembly
ULXQXQXBF |  | Base Product | Ultra Low Loss (ULL) OM4 MPO8 (Pinned) to MPO8 (Pinned), Ruggedized fanout Cable, 24-Fiber, Plenum | CommScope® | SYSTIMAX ULL |  | Ruggedized fanout
UNGQXQXBF |  | Base Product | Ultra Low Loss (ULL) Singlemode, MPO8 (Pinned) to MPO8 (Pinned), Ruggedized fanout Cable, 24-Fiber, Low Smoke Zero Halogen (LSZH) | CommScope® | SYSTIMAX ULL |  | Ruggedized fanout
CYRRB | IP6ASD-06RUTP-1100E-1100E | Base Product | InstaPATCH® Cu GigaSPEED X10D® U/UTP SD Riser Preterminated Copper Cable, 360 1100 Evolve module to 360 1100 Evolve module, 6 links | CommScope® | GigaSPEED X10D® ¦ InstaPATCH® Cu |  | Copper trunk cable assembly
CYAAD | IP6ASD-12RUTP-O1S-O1S | Base Product | InstaPATCH® Cu GigaSPEED X10D® U/UTP SD Riser Preterminated Copper Cable, single row standard density outlet to single row standard density outlet, 12 links | CommScope® | GigaSPEED X10D® ¦ InstaPATCH® Cu |  | Copper trunk cable assembly
UJG2XMESX |  | Base Product | Ultra Low Loss (ULL) Singlemode MPO24 (pinned) to MPO12 (Unpinned) Pre-terminated Trunk Cable, 864-Fiber, 12-Fiber Rollable Ribbon Indoor/Outdoor Central Tube, Low Smoke Zero Halogen (LSZH)/Riser | CommScope® | SYSTIMAX ULL |  | Fiber trunk cable assembly
UJGMPMPSY |  | Base Product | Ultra Low Loss Singlemode MPO12 (Unpinned) to MPO12 (Unpinned) Pre-terminated Trunk Cable, 1728-Fiber, 12-Fiber Rollable Ribbon Indoor/Outdoor Central Tube, Low Smoke Zero Halogen/Riser | CommScope® | SYSTIMAX ULL |  | Fiber trunk cable assembly
CTKKB | IP6A-06BFTP-MGS600S-MGS600S | Base Product | InstaPATCH® Cu GigaSPEED X10D® F/FTP LSZH Class B2ca Preterminated Copper Cable, single row standard density outlet to single row standard density outlet, 6 links | CommScope® | GigaSPEED X10D® ¦ InstaPATCH® Cu |  | Copper trunk cable assembly
CQKKG | IP6A-24LSFTP-MGS600S-MGS600S | Base Product | InstaPATCH® Cu 3297B Category 7 S/FTP LSZH Preterminated Copper Cable, single row standard density outlet to single row standard density outlet, 24 links | CommScope® | GigaSPEED X10D® ¦ InstaPATCH® Cu |  | Copper trunk cable assembly
CQKKC | IP6A-08LSFTP-MGS600S-MGS600S | Base Product | InstaPATCH® Cu 3297B Category 7 S/FTP LSZH Preterminated Copper Cable, single row standard density outlet to single row standard density outlet, 8 links | CommScope® | GigaSPEED X10D® ¦ InstaPATCH® Cu |  | Copper trunk cable assembly
CFKTC | IP6A-08LFTP-MGS600S-1LK08 | Base Product | InstaPATCH® Cu GigaSPEED X10D® F/UTP LSZH Preterminated Copper Cable, single row standard density outlet to dual row OneLink 2x4, 8 links | CommScope® | GigaSPEED X10D® ¦ InstaPATCH® Cu |  | Copper trunk cable assembly
CDKHG | IP6A-24PFTP-MGS600S-PG2S | Base Product | InstaPATCH® Cu GigaSPEED X10D® F/UTP Plenum Preterminated Copper Cable, single row standard density outlet to dual row standard density RJ45 plug, 24 links | CommScope® | GigaSPEED X10D® ¦ InstaPATCH® Cu |  | Copper trunk cable assembly
ALGMPLUCN |  | Base Product | Ultra Low Loss ULL TeraSPEED® MPO(Non-Pinned) to LC/UPC Uniboot Ruggedized fanout Cable, 192-Fiber, Plenum, 12 fiber PmP 2.0 mm | CommScope® | SYSTIMAX ULL |  | Ruggedized fanout
MRGQW2QW28R |  | Base Product | Ultra Low Loss (ULL) Singlemode G.657.A2, MPO8 (Unpinned) to MPO8 (Unpinned), 2x2 Shuffle Cable Assembly, LSZH | CommScope® | SYSTIMAX ULL ¦ Propel |  | Fiber array cable assembly
MJGQW2QW23M |  | Base Product | Ultra Low Loss (ULL) Singlemode G.657.A2, MPO8 (Unpinned) to MPO8 (Unpinned), 2x2 Shuffle Cable Assembly, 144-Fiber, LSZH | CommScope® | Propel ¦ SYSTIMAX ULL |  | Fiber trunk cable assembly
URGQWLUF8 |  | Base Product | Ultra Low Loss (ULL) Singlemode MPO8 (Non-Pinned) Push Pull to LC/UPC Uniboot, Fiber Array Cable Assembly, 8-Fiber, Dual Rated (OFNR/LSZH) | CommScope® | Propel |  | Fiber array cable assembly
UQGQWLUF8 |  | Base Product | Ultra Low Loss (ULL) Singlemode MPO8 (Non-Pinned) Push Pull to LC/UPC Uniboot, Fiber Array Cable Assembly, 8-Fiber, Plenum | CommScope® | Propel |  | Fiber array cable assembly
URGQWQWF8 |  | Base Product | Ultra Low Loss (ULL) Singlemode MPO8 (Non-Pinned) Push Pull to MPO8 (Non-Pinned) Push Pull, Fiber Array Cable Assembly, 8-Fiber, Dual Rated (OFNR/LSZH) | CommScope® | Propel |  | Fiber array cable assembly
UQGQWQWF8 |  | Base Product | Ultra Low Loss (ULL) Singlemode MPO8 (Non-Pinned) Push Pull to MPO8 (Non-Pinned) Push Pull, Fiber Array Cable Assembly, 8-Fiber, Plenum | CommScope® | Propel |  | Fiber array cable assembly
U3GQYQYTH |  | Base Product | Ultra Low Loss (ULL) Singlemode MPO8 (Pinned) Push Pull to MPO8 (Pinned) Push Pull, Fiber Trunk Cable Assembly, 48-Fiber, LZSH B2ca | CommScope® | Propel |  | Fiber trunk cable assembly
U3GQYQYTK |  | Base Product | Ultra Low Loss (ULL) Singlemode MPO8 (Pinned) Push Pull to MPO8 (Pinned) Push Pull, Fiber Trunk Cable Assembly, 72-Fiber, LZSH B2ca | CommScope® | Propel |  | Fiber trunk cable assembly
U3GQYQYTM |  | Base Product | Ultra Low Loss (ULL) Singlemode MPO8 (Pinned) Push Pull to MPO8 (Pinned) Push Pull, Fiber Trunk Cable Assembly, 144-Fiber, LZSH B2ca | CommScope® | Propel |  | Fiber trunk cable assembly
U3GQYQYTN |  | Base Product | Ultra Low Loss (ULL) Singlemode MPO8 (Pinned) Push Pull to MPO8 (Pinned) Push Pull, Fiber Trunk Cable Assembly, 192-Fiber, LZSH B2ca | CommScope® | Propel |  | Fiber trunk cable assembly
U3GQYQYTR |  | Base Product | Ultra Low Loss (ULL) Singlemode MPO8 (Pinned) Push Pull to MPO8 (Pinned) Push Pull, Fiber Trunk Cable Assembly, 16-Fiber, LZSH B2ca | CommScope® | Propel |  | Fiber trunk cable assembly
U3GQYQYTU |  | Base Product | Ultra Low Loss (ULL) Singlemode MPO8 (Pinned) Push Pull to MPO8 (Pinned) Push Pull, Fiber Trunk Cable Assembly, 64-Fiber, LZSH B2ca | CommScope® | Propel |  | Fiber trunk cable assembly
UJGQYQYT8 |  | Base Product | Ultra Low Loss (ULL) Singlemode MPO8 (Pinned) Push Pull to MPO8 (Pinned) Push Pull, Fiber Trunk Cable Assembly, 8-Fiber, Dual Rated (OFNR/LSZH) | CommScope® | Propel |  | Fiber trunk cable assembly
UJGQYQYTH |  | Base Product | Ultra Low Loss (ULL) Singlemode MPO8 (Pinned) Push Pull to MPO8 (Pinned) Push Pull, Fiber Trunk Cable Assembly, 48-Fiber, Dual Rated (OFNR/LSZH) | CommScope® | Propel |  | Fiber trunk cable assembly
UJGQYQYTM |  | Base Product | Ultra Low Loss (ULL) Singlemode MPO8 (Pinned) Push Pull to MPO8 (Pinned) Push Pull, Fiber Trunk Cable Assembly, 144-Fiber, Dual Rated (OFNR/LSZH) | CommScope® | Propel |  | Fiber trunk cable assembly
UJGQYQYTN |  | Base Product | Ultra Low Loss (ULL) Singlemode MPO8 (Pinned) Push Pull to MPO8 (Pinned) Push Pull, Fiber Trunk Cable Assembly, 192-Fiber, Dual Rated (OFNR/LSZH) | CommScope® | Propel |  | Fiber trunk cable assembly
UJGQYQYTU |  | Base Product | Ultra Low Loss (ULL) Singlemode MPO8 (Pinned) Push Pull to MPO8 (Pinned) Push Pull, Fiber Trunk Cable Assembly, 64-Fiber, Dual Rated (OFNR/LSZH) | CommScope® | Propel |  | Fiber trunk cable assembly
UJGQYQYTQ |  | Base Product | Ultra Low Loss (ULL) Singlemode MPO8 (Pinned) Push Pull to MPO8 (Pinned) Push Pull, Fiber Trunk Cable Assembly,128-Fiber, Dual Rated (OFNR/LSZH) | CommScope® | Propel |  | Fiber trunk cable assembly
UGGQYQYT8 |  | Base Product | Ultra Low Loss (ULL) Singlemode MPO8 (Pinned) Push Pull to MPO8 (Pinned) Push Pull, Fiber Trunk Cable Assembly, 8-Fiber, Plenum | CommScope® | Propel |  | Fiber trunk cable assembly
UGGQYQYTF |  | Base Product | Ultra Low Loss (ULL) Singlemode MPO8 (Pinned) Push Pull to MPO8 (Pinned) Push Pull, Fiber Trunk Cable Assembly, 24-Fiber, Plenum | CommScope® | Propel |  | Fiber trunk cable assembly
UGGQYQYTN |  | Base Product | Ultra Low Loss (ULL) Singlemode MPO8 (Pinned) Push Pull to MPO8 (Pinned) Push Pull, Fiber Trunk Cable Assembly, 192-Fiber, Plenum | CommScope® | Propel |  | Fiber trunk cable assembly
UGGQYQYTR |  | Base Product | Ultra Low Loss (ULL) Singlemode MPO8 (Pinned) Push Pull to MPO8 (Pinned) Push Pull, Fiber Trunk Cable Assembly, 16-Fiber, Plenum | CommScope® | Propel |  | Fiber trunk cable assembly
UGGQYQYTS |  | Base Product | Ultra Low Loss (ULL) Singlemode MPO8 (Pinned) Push Pull to MPO8 (Pinned) Push Pull, Fiber Trunk Cable Assembly,32-Fiber, Plenum | CommScope® | Propel |  | Fiber trunk cable assembly
UGGQYQYTU |  | Base Product | Ultra Low Loss (ULL) Singlemode MPO8 (Pinned) Push Pull to MPO8 (Pinned) Push Pull, Fiber Trunk Cable Assembly,64-Fiber, Plenum | CommScope® | Propel |  | Fiber trunk cable assembly
U3GQWQWT8 |  | Base Product | Ultra Low Loss (ULL) Singlemode MPO8 (Non-Pinned) Push Pull to MPO8 (Non-Pinned) Push Pull, Fiber Trunk Cable Assembly, 8-Fiber, LZSH B2ca | CommScope® | Propel |  | Fiber trunk cable assembly
U3GQWQWTF |  | Base Product | Ultra Low Loss (ULL) Singlemode MPO8 (Non-Pinned) Push Pull to MPO8 (Non-Pinned) Push Pull, Fiber Trunk Cable Assembly, 24-Fiber, LZSH B2ca | CommScope® | Propel |  | Fiber trunk cable assembly
U3GQWQWTK |  | Base Product | Ultra Low Loss (ULL) Singlemode MPO8 (Non-Pinned) Push Pull to MPO8 (Non-Pinned) Push Pull, Fiber Trunk Cable Assembly, 72-Fiber, LZSH B2ca | CommScope® | Propel |  | Fiber trunk cable assembly
U3GQWQWTM |  | Base Product | Ultra Low Loss (ULL) Singlemode MPO8 (Non-Pinned) Push Pull to MPO8 (Non-Pinned) Push Pull, Fiber Trunk Cable Assembly, 144-Fiber, LZSH B2ca | CommScope® | Propel |  | Fiber trunk cable assembly
U3GQWQWTN |  | Base Product | Ultra Low Loss (ULL) Singlemode MPO8 (Non-Pinned) Push Pull to MPO8 (Non-Pinned) Push Pull, Fiber Trunk Cable Assembly, 192-Fiber, LZSH B2ca | CommScope® | Propel |  | Fiber trunk cable assembly
U3GQWQWTR |  | Base Product | Ultra Low Loss (ULL) Singlemode MPO8 (Non-Pinned) Push Pull to MPO8 (Non-Pinned) Push Pull, Fiber Trunk Cable Assembly, 16-Fiber, LZSH B2ca | CommScope® | Propel |  | Fiber trunk cable assembly
U3GQWQWTS |  | Base Product | Ultra Low Loss (ULL) Singlemode MPO8 (Non-Pinned) Push Pull to MPO8 (Non-Pinned) Push Pull, Fiber Trunk Cable Assembly, 32-Fiber, LZSH B2ca | CommScope® | Propel |  | Fiber trunk cable assembly
U3GQWQWTU |  | Base Product | Ultra Low Loss (ULL) Singlemode MPO8 (Non-Pinned) Push Pull to MPO8 (Non-Pinned) Push Pull, Fiber Trunk Cable Assembly, 64-Fiber, LZSH B2ca | CommScope® | Propel |  | Fiber trunk cable assembly
UGGQWQWTH |  | Base Product | Ultra Low Loss (ULL) Singlemode MPO8 (Non-Pinned) Push Pull to MPO8 (Non-Pinned) Push Pull, Fiber Trunk Cable Assembly, 48-Fiber, Plenum | CommScope® | Propel |  | Fiber trunk cable assembly
UGGQWQWTK |  | Base Product | Ultra Low Loss (ULL) Singlemode MPO8 (Non-Pinned) Push Pull to MPO8 (Non-Pinned) Push Pull, Fiber Trunk Cable Assembly, 72-Fiber, Plenum | CommScope® | Propel |  | Fiber trunk cable assembly
UGGQWQWTL |  | Base Product | Ultra Low Loss (ULL) Singlemode MPO8 (Non-Pinned) Push Pull to MPO8 (Non-Pinned) Push Pull, Fiber Trunk Cable Assembly, 96-Fiber, Plenum | CommScope® | Propel |  | Fiber trunk cable assembly
UGGQWQWTM |  | Base Product | Ultra Low Loss (ULL) Singlemode MPO8 (Non-Pinned) Push Pull to MPO8 (Non-Pinned) Push Pull, Fiber Trunk Cable Assembly, 144-Fiber, Plenum | CommScope® | Propel |  | Fiber trunk cable assembly
UGGQWQWTS |  | Base Product | Ultra Low Loss (ULL) Singlemode MPO8 (Non-Pinned) Push Pull to MPO8 (Non-Pinned) Push Pull, Fiber Trunk Cable Assembly, 32-Fiber, Plenum | CommScope® | Propel |  | Fiber trunk cable assembly
UGGQWQWTU |  | Base Product | Ultra Low Loss (ULL) Singlemode MPO8 (Non-Pinned) Push Pull to MPO8 (Non-Pinned) Push Pull, Fiber Trunk Cable Assembly, 64-Fiber, Plenum | CommScope® | Propel |  | Fiber trunk cable assembly
UJGQWQWT8 |  | Base Product | Ultra Low Loss (ULL) Singlemode MPO8 (Non-Pinned) Push Pull to MPO8 (Non-Pinned) Push Pull, Fiber Trunk Cable Assembly, 8-Fiber, Dual Rated (OFNR/LSZH) | CommScope® | Propel |  | Fiber trunk cable assembly
UJGQWQWTM |  | Base Product | Ultra Low Loss (ULL) Singlemode MPO8 (Non-Pinned) Push Pull to MPO8 (Non-Pinned) Push Pull, Fiber Trunk Cable Assembly, 144-Fiber, Dual Rated (OFNR/LSZH) | CommScope® | Propel |  | Fiber trunk cable assembly
UJGQWQWTN |  | Base Product | Ultra Low Loss (ULL) Singlemode MPO8 (Non-Pinned) Push Pull to MPO8 (Non-Pinned) Push Pull, Fiber Trunk Cable Assembly, 192-Fiber, Dual Rated (OFNR/LSZH) | CommScope® | Propel |  | Fiber trunk cable assembly
UJGQWQWTR |  | Base Product | Ultra Low Loss (ULL) Singlemode MPO8 (Non-Pinned) Push Pull to MPO8 (Non-Pinned) Push Pull, Fiber Trunk Cable Assembly, 16-Fiber, Dual Rated (OFNR/LSZH) | CommScope® | Propel |  | Fiber trunk cable assembly
UJGQWQWTS |  | Base Product | Ultra Low Loss (ULL) Singlemode MPO8 (Non-Pinned) Push Pull to MPO8 (Non-Pinned) Push Pull, Fiber Trunk Cable Assembly, 32-Fiber, Dual Rated (OFNR/LSZH) | CommScope® | Propel |  | Fiber trunk cable assembly
UJGQWQWTQ |  | Base Product | Ultra Low Loss (ULL) Singlemode MPO8 (Non-Pinned) Push Pull to MPO8 (Non-Pinned) Push Pull, Fiber Trunk Cable Assembly, 128-Fiber, Dual Rated (OFNR/LSZH) | CommScope® | Propel |  | Fiber trunk cable assembly
U4GQWLUT8 |  | Base Product | Ultra Low Loss (ULL) Singlemode MPO8 (Non-Pinned) Push Pull to LC/UPC Uniboot Ruggedized fanout Cable, 8-Fiber, LSZH, 8 fiber PmP 2.0 mm /B2ca | CommScope® | Propel |  | Ruggedized fanout
U4GQWLUTK |  | Base Product | Ultra Low Loss (ULL) Singlemode MPO8 (Non-Pinned) Push Pull to LC/UPC Uniboot Ruggedized fanout Cable, 72-Fiber, LSZH, 8 fiber PmP 2.0 mm /B2ca | CommScope® | Propel |  | Ruggedized fanout
U4GQWLUTR |  | Base Product | Ultra Low Loss (ULL) Singlemode MPO8 (Non-Pinned) Push Pull to LC/UPC Uniboot Ruggedized fanout Cable, 16-Fiber, LSZH, 8 fiber PmP 2.0 mm /B2ca | CommScope® | Propel |  | Ruggedized fanout
U4GQWLUTS |  | Base Product | Ultra Low Loss (ULL) Singlemode MPO8 (Non-Pinned) Push Pull to LC/UPC Uniboot Ruggedized fanout Cable, 32-Fiber, LSZH, 8 fiber PmP 2.0 mm /B2ca | CommScope® | Propel |  | Ruggedized fanout
ULGQWLUTL |  | Base Product | Ultra Low Loss (ULL) Singlemode MPO8 (Non-Pinned) Push Pull to LC/UPC Uniboot Ruggedized fanout Cable, 96-Fiber, Plenum, 8 fiber PmP 2.0 mm | CommScope® | Propel |  | Ruggedized fanout
ULGQWLUTM |  | Base Product | Ultra Low Loss (ULL) Singlemode MPO8 (Non-Pinned) Push Pull to LC/UPC Uniboot Ruggedized fanout Cable, 144-Fiber, Plenum, 8 fiber PmP 2.0 mm | CommScope® | Propel |  | Ruggedized fanout
ULGQWLUTU |  | Base Product | Ultra Low Loss (ULL) Singlemode MPO8 (Non-Pinned) Push Pull to LC/UPC Uniboot Ruggedized fanout Cable, 64-Fiber, Plenum, 8 fiber PmP 2.0 mm | CommScope® | Propel |  | Ruggedized fanout
ULGQWLUTF |  | Base Product | Ultra Low Loss (ULL) Singlemode MPO8 (Non-Pinned) Push Pull to LC/UPC Uniboot Ruggedized fanout Cable, 24-Fiber, Plenum, 8 fiber PmP 2.0 mm | CommScope® | Propel |  | Ruggedized fanout
ULGQWLUTP |  | Base Product | Ultra Low Loss (ULL) Singlemode MPO8 (Non-Pinned) Push Pull to LC/UPC Uniboot Ruggedized fanout Cable, 288-Fiber, Plenum, 8 fiber PmP 2.0 mm | CommScope® | Propel |  | Ruggedized fanout
UNGQWLUT8 |  | Base Product | Ultra Low Loss (ULL) Singlemode MPO8 (Non-Pinned) Push Pull to LC/UPC Uniboot Ruggedized fanout Cable, 8-Fiber, Dual Rated (OFNR/LSZH), 8 fiber PmP 2.0 mm | CommScope® | Propel |  | Ruggedized fanout
UNGQWLUTM |  | Base Product | Ultra Low Loss (ULL) Singlemode MPO8 (Non-Pinned) Push Pull to LC/UPC Uniboot Ruggedized fanout Cable, 144-Fiber, Dual Rated (OFNR/LSZH), 8 fiber PmP 2.0 mm | CommScope® | Propel |  | Ruggedized fanout
UNGQWLUTP |  | Base Product | Ultra Low Loss (ULL) Singlemode MPO8 (Non-Pinned) Push Pull to LC/UPC Uniboot Ruggedized fanout Cable, 288-Fiber, Dual Rated (OFNR/LSZH), 8 fiber PmP 2.0 mm | CommScope® | Propel |  | Ruggedized fanout
CQKXB | IP6A-06LSFTP-MGS600S-BLUNT | Base Product | InstaPATCH® Cu 3297B Category 7 S/FTP LSZH Preterminated Copper Cable, single row standard density outlet to unterminated, 6 links. | CommScope® | GigaSPEED X10D® ¦ InstaPATCH® Cu |  | Copper trunk cable assembly
U3GMWMWCD |  | Base Product | Ultra Low Loss (ULL) Singlemode MPO12 (Non-Pinned) Push Pull to MPO12 (Non-Pinned) Push Pull, Fiber Trunk Cable Assembly, 12-Fiber, LZSH B2ca | CommScope® | Propel |  | Fiber trunk cable assembly
U3GMWMWCK |  | Base Product | Ultra Low Loss (ULL) Singlemode MPO12 (Non-Pinned) Push Pull to MPO12 (Non-Pinned) Push Pull, Fiber Trunk Cable Assembly, 72-Fiber, LZSH B2ca | CommScope® | Propel |  | Fiber trunk cable assembly
U3GMWMWCL |  | Base Product | Ultra Low Loss (ULL) Singlemode MPO12 (Non-Pinned) Push Pull to MPO12 (Non-Pinned) Push Pull, Fiber Trunk Cable Assembly, 96-Fiber, LZSH B2ca | CommScope® | Propel |  | Fiber trunk cable assembly
U3GMWMWCM |  | Base Product | Ultra Low Loss (ULL) Singlemode MPO12 (Non-Pinned) Push Pull to MPO12 (Non-Pinned) Push Pull, Fiber Trunk Cable Assembly, 144-Fiber, LZSH B2ca | CommScope® | Propel |  | Fiber trunk cable assembly
U3GMYMYCG |  | Base Product | Ultra Low Loss (ULL) Singlemode MPO12 (Pinned) Push Pull to MPO12 (Pinned) Push Pull, Fiber Trunk Cable Assembly, 36-Fiber, LZSH B2ca | CommScope® | Propel |  | Fiber trunk cable assembly
U3GMYMYCK |  | Base Product | Ultra Low Loss (ULL) Singlemode MPO12 (Pinned) Push Pull to MPO12 (Pinned) Push Pull, Fiber Trunk Cable Assembly, 72-Fiber, LZSH B2ca | CommScope® | Propel |  | Fiber trunk cable assembly
U3GMYMYCM |  | Base Product | Ultra Low Loss (ULL) Singlemode MPO12 (Pinned) Push Pull to MPO12 (Pinned) Push Pull, Fiber Trunk Cable Assembly, 144-Fiber, LZSH B2ca | CommScope® | Propel |  | Fiber trunk cable assembly
U3GMYMYCN |  | Base Product | Ultra Low Loss (ULL) Singlemode MPO12 (Pinned) Push Pull to MPO12 (Pinned) Push Pull, Fiber Trunk Cable Assembly, 192-Fiber, LZSH B2ca | CommScope® | Propel |  | Fiber trunk cable assembly
UGGMWMWCM |  | Base Product | Ultra Low Loss (ULL) Singlemode MPO12 (Non-Pinned) Push Pull to MPO12 (Non-Pinned) Push Pull, Fiber Trunk Cable Assembly, 144-Fiber, Plenum | CommScope® | Propel |  | Fiber trunk cable assembly
UGGMWMWCD |  | Base Product | Ultra Low Loss (ULL) Singlemode MPO12 (Non-Pinned) Push Pull to MPO12 (Non-Pinned) Push Pull, Fiber Trunk Cable Assembly, 12-Fiber, Plenum | CommScope® | Propel |  | Fiber trunk cable assembly
UGGMWMWCG |  | Base Product | Ultra Low Loss (ULL) Singlemode MPO12 (Non-Pinned) Push Pull to MPO12 (Non-Pinned) Push Pull, Fiber Trunk Cable Assembly, 36-Fiber, Plenum | CommScope® | Propel |  | Fiber trunk cable assembly
UGGMWMWCH |  | Base Product | Ultra Low Loss (ULL) Singlemode MPO12 (Non-Pinned) Push Pull to MPO12 (Non-Pinned) Push Pull, Fiber Trunk Cable Assembly, 48-Fiber, Plenum | CommScope® | Propel |  | Fiber trunk cable assembly
UGGMWMWCN |  | Base Product | Ultra Low Loss (ULL) Singlemode MPO12 (Non-Pinned) Push Pull to MPO12 (Non-Pinned) Push Pull, Fiber Trunk Cable Assembly, 192-Fiber, Plenum | CommScope® | Propel |  | Fiber trunk cable assembly
UGGMYMYCL |  | Base Product | Ultra Low Loss (ULL) Singlemode MPO12 (Pinned) Push Pull to MPO12 (Pinned) Push Pull, Fiber Trunk Cable Assembly, 96-Fiber, Plenum | CommScope® | Propel |  | Fiber trunk cable assembly
UGGMYMYCM |  | Base Product | Ultra Low Loss (ULL) Singlemode MPO12 (Pinned) Push Pull to MPO12 (Pinned) Push Pull, Fiber Trunk Cable Assembly, 144-Fiber, Plenum | CommScope® | Propel |  | Fiber trunk cable assembly
UGGMYMYCF |  | Base Product | Ultra Low Loss (ULL) Singlemode MPO12 (Pinned) Push Pull to MPO12 (Pinned) Push Pull, Fiber Trunk Cable Assembly, 24-Fiber, Plenum | CommScope® | Propel |  | Fiber trunk cable assembly
UGGMYMYCK |  | Base Product | Ultra Low Loss (ULL) Singlemode MPO12 (Pinned) Push Pull to MPO12 (Pinned) Push Pull, Fiber Trunk Cable Assembly, 72-Fiber, Plenum | CommScope® | Propel |  | Fiber trunk cable assembly
760259244 | 360-IP-SMOD-1U-24 | Variant of 360-MOD-PANELS | SYSTIMAX 360™ Intelligent Shielded Modular Panel, Empty, 1U, 24 port, Silver | SYSTIMAX® | imVision® |  | Copper patch panel
760259803 | 3073A-C WHT C6 4/21 U/UTP R1000 | Variant of 3073A | GigaREACH™ XL 3073A-C Category 6 U/UTP Cable, low smoke zero halogen, white jacket, 4 pair count, 1000 ft (305 m) length, reel | SYSTIMAX® | GigaREACH™ XL |  | Twisted pair cable |  | Discontinued
760259804 | 3073A-C BLU C6 4/21 U/UTP R3000 | Variant of 3073A | GigaREACH™ XL 3073A-C Category 6 U/UTP Cable, low smoke zero halogen, blue jacket, 4 pair count, 3000 ft (915 m) length, reel | SYSTIMAX® | GigaREACH™ XL |  | Twisted pair cable |  | Discontinued
760260593 | 1100-SDDM-6A-DR | Variant | SYSTIMAX 1100 GigaSHIELD X10D® Shielded Discrete Distribution Module Cat6A, 6 port, Din Rail, Black | SYSTIMAX® |  |  | Module
UN874048714/10 | CS44PSD YEL C6A U/UTP CPK 1KFT | Variant of CS44PSD | CS44PSD ETL verified Category 6A U/UTP Cable, plenum, yellow jacket, 4 pair count, 1000 ft (305 m) length, CPK Box | Uniprise® |  |  | Twisted pair cable
760258279 | CPP-SDDM-SL-DR | Variant | Shielded Discrete Distribution Module, SL, Din Rail, Black | CommScope® |  |  | Module
760259352 | 1061L-B SLT C5E 4/24 U/UTP R3000 | Variant of 1061L | PowerSUM 1061L-B ETL Verified Category 5e U/UTP Cable, Clean Room (ATD GC/MS), slate jacket, 4 pair count, 3000 ft (915 m) length, reel | SYSTIMAX® | PowerSUM |  | Twisted pair cable
760258521 | 3071E-B LIL C6 4/23 U/UTP R3000 | Variant of 3071E | GigaSPEED XL® 3071E-B ETL Verified Category 6 U/UTP Cable, low smoke zero halogen, lilac jacket, 4 pair count, 3000 ft (914.4 m) length, reel | SYSTIMAX® | GigaSPEED XL® |  | Twisted pair cable
760258782 |  | Variant of 3071E | GigaSPEED XL® 3071E-B ETL Verified Category 6 U/UTP Cable, low smoke zero halogen, white jacket, 4 pair count, 3000 ft (914.4 m) length, reel | SYSTIMAX® | GigaSPEED XL® |  | Twisted pair cable
760258525 | 3091B-B BLU C6A 4/23 U/UTP R1000 | Variant of 3091B | GigaSPEED X10D® 3091B-B ETL Verified Category 6A U/UTP Cable, blue jacket, 4 pair count, 1000 ft (305 m) length, reel | SYSTIMAX® | GigaSPEED X10D® |  | Twisted pair cable
760258524 |  | Variant | 3296A-B Category 6A F/FTP Cable, low smoke zero halogen, yellow jacket, 4 pair count, 1640 ft (500 m) length, reel | SYSTIMAX® |  |  | Twisted pair cable
760258357 | PPL-FA-5U-VCM | Variant of PROPEL-XFRAME-PANELS | Propel 5RU front access fiber panel with cable trough for Propel XFrame. Accepts 24, 16 fiber or 48, 8 fiber Propel ULL modules, splice cassettes or 8 port/4 port adapter packs | CommScope® | Propel | PPL | Fiber patch panel
760258301 | MGS600S-WH-24 | Variant of MGS600S | GigaSHIELD X10D® M-Series Modular Jack, RJ45, Cat6A Shielded, White (24 ea/pkg) | SYSTIMAX® | GigaSPEED X10D® | MGS600S | Modular jack
760258302 | MGS600S-GY-24 | Variant of MGS600S | GigaSHIELD X10D® M-Series Modular Jack, RJ45, Cat6A Shielded, Gray (24 ea/pkg) | SYSTIMAX® | GigaSPEED X10D® | MGS600S | Modular jack
760258303 | MGS600S-IV-24 | Variant of MGS600S | GigaSHIELD X10D® M-Series Modular Jack, RJ45, Cat6A Shielded, Ivory (24 ea/pkg) | SYSTIMAX® | GigaSPEED X10D® | MGS600S | Modular jack
760258445 | 1081B SLT C6 4/23 U/UTP W1000 | Variant of 1071E | GigaSPEED XL5™ 1081B ETL Verified Category 6 U/UTP Cable, non-plenum, slate jacket, 4 pair count, 1000 ft (305 m) length, WE TOTE® box | SYSTIMAX® | GigaSPEED XL5™ |  | Twisted pair cable
760258450 | 2081B BLU C6 4/23 U/UTP W1000 | Variant of 2071E | SYSTIMAX GigaSPEED XL5™ 2081B ETL Verified Category 6 U/UTP Cable, plenum, blue jacket, 4 pair count, 1000 ft (305 m) length, WE TOTE® box | SYSTIMAX® | GigaSPEED XL5™ |  | Twisted pair cable
760258451 | 2081B SLT C6 4/23 U/UTP W1000 | Variant of 2071E | SYSTIMAX GigaSPEED XL5™ 2081B ETL Verified Category 6 U/UTP Cable, plenum, slate jacket, 4 pair count, 1000 ft (305 m) length, WE TOTE® box | SYSTIMAX® | GigaSPEED XL5™ |  | Twisted pair cable
760258452 | 2081B WHT C6 4/23 U/UTP W1000 | Variant of 2071E | SYSTIMAX GigaSPEED XL5™ 2081B ETL Verified Category 6 U/UTP Cable, plenum, white jacket, 4 pair count, 1000 ft (305 m) length, WE TOTE® box | SYSTIMAX® | GigaSPEED XL5™ |  | Twisted pair cable
6536880-2 |  | Variant of 6536880 | Fiber Optic Pigtail, Simplex, Singlemode, LC/UPC to Stub, 2 m | CommScope® |  |  | Fiber pigtail ¦ unjacketed
760253798 | PPL-4U-HD-FX | Variant of PROPEL-PANELS | Propel 4RU fixed tray fiber panel, accepts Propel ULL modules or adapter packs, providing up to 192 duplex LC ports, 192 MPO ports or 384 SN ports (768f) | CommScope® | Propel | PPL | Fiber patch panel
760254865 | PPL-1U-HD-FX-OPEN | Variant of PROPEL-PANELS | Propel 1RU fixed tray open fiber panel, accepts Propel components, providing up to 48 duplex LC ports, 48 MPO ports or 96 SN ports (192f) | CommScope® | Propel | PPL | Fiber patch panel
760255954 | PPL-2U-W | Variant of PROPEL-PANELS | Propel 2RU sliding tray white fiber panel, accepts Propel ULL modules or adapter packs, providing up to 144 duplex LC ports, 144 MPO ports or 288 SN ports (576f) | CommScope® | Propel | PPL | Fiber patch panel
760255955 | PPL-4U-W | Variant of PROPEL-PANELS | Propel 4RU sliding tray white fiber panel, accepts Propel ULL modules or adapter packs, providing up to 288 duplex LC ports, 288 MPO ports or 576 SN ports (1152f) | CommScope® | Propel | PPL | Fiber patch panel
U3GMXMXCK |  | Base Product | Ultra Low Loss ULL TeraSPEED® MPO(Pinned) to MPO(Pinned) Pre-terminated Trunk Cable, MPO12, 72-Fiber, LSZH, 12 fiber PmP 2.0 mm /B2ca | CommScope® | SYSTIMAX ULL |  | Fiber trunk cable assembly
U3GMXUCCD |  | Base Product | Ultra Low Loss ULL TeraSPEED® MPO(Pinned) to Unconnectorized Pre-terminated Trunk Cable, MPO12, 12-Fiber, LSZH, 12 fiber PmP 2.0 mm /B2ca | CommScope® | SYSTIMAX ULL |  | Fiber trunk cable assembly
U3GMPUCAH |  | Base Product | Ultra Low Loss (ULL) Singlemode MPO12 (Unpinned) to Unconnectorized, Fiber Trunk Cable Assembly, 48-Fiber, CPR Class B2ca, Low Smoke Zero Halogen/Riser | CommScope® | SYSTIMAX ULL |  | Fiber trunk cable assembly |  | Discontinued
U3VMPMPCH |  | Base Product | Ultra Low Loss ULL LazrSPEED® 550 OM5 MPO(Unpinned) to MPO(Unpinned) Pre-terminated Trunk Cable, MPO12, 48-Fiber, LSZH, 12 fiber PmP 2.0 mm /B2ca | CommScope® | SYSTIMAX ULL |  | Fiber trunk cable assembly
U3GMXMXAH |  | Base Product | Ultra Low Loss (ULL) Singlemode MPO12 (Pinned) to MPO12 (Pinned), Fiber Trunk Cable Assembly, 48-Fiber, Low Smoke Zero Halogen (LSZH) | CommScope® | SYSTIMAX ULL |  | Fiber trunk cable assembly |  | Discontinued
U3GMXMXCL |  | Base Product | Ultra Low Loss ULL TeraSPEED® MPO(Pinned) to MPO(Pinned) Pre-terminated Trunk Cable, MPO12, 96-Fiber, LSZH, 12 fiber PmP 2.0 mm /B2ca | CommScope® | SYSTIMAX ULL |  | Fiber trunk cable assembly
U3GMXUCCF |  | Base Product | Ultra Low Loss ULL TeraSPEED® MPO(Pinned) to Unconnectorized Pre-terminated Trunk Cable, MPO12, 24-Fiber, LSZH, 12 fiber PmP 2.0 mm /B2ca | CommScope® | SYSTIMAX ULL |  | Fiber trunk cable assembly
U3VMPMPCK |  | Base Product | Ultra Low Loss ULL LazrSPEED® 550 OM5 MPO(Unpinned) to MPO(Unpinned) Pre-terminated Trunk Cable, MPO12, 72-Fiber, LSZH, 12 fiber PmP 2.0 mm /B2ca | CommScope® | SYSTIMAX ULL |  | Fiber trunk cable assembly
U3GMPUCAK |  | Base Product | Ultra Low Loss (ULL) Singlemode MPO12 (Unpinned) to Unconnectorized, Fiber Trunk Cable Assembly, 72-Fiber, CPR Class B2ca,Low Smoke Zero Halogen/Riser | CommScope® | SYSTIMAX ULL |  | Fiber trunk cable assembly |  | Discontinued
U3GMXMXAK |  | Base Product | Ultra Low Loss (ULL) Singlemode MPO12 (Pinned) to MPO12 (Pinned), Fiber Trunk Cable Assembly, 72-Fiber, Low Smoke Zero Halogen (LSZH) | CommScope® | SYSTIMAX ULL |  | Fiber trunk cable assembly |  | Discontinued
U3GMXMXCM |  | Base Product | Ultra Low Loss ULL TeraSPEED® MPO(Pinned) to MPO(Pinned) Pre-terminated Trunk Cable, MPO12, 144-Fiber, LSZH, 12 fiber PmP 2.0 mm /B2ca | CommScope® | SYSTIMAX ULL |  | Fiber trunk cable assembly
U3VMPMPCL |  | Base Product | Ultra Low Loss ULL LazrSPEED® 550 OM5 MPO(Unpinned) to MPO(Unpinned) Pre-terminated Trunk Cable, MPO12, 96-Fiber, LSZH, 12 fiber PmP 2.0 mm /B2ca | CommScope® | SYSTIMAX ULL |  | Fiber trunk cable assembly
U3GMPUCAL |  | Base Product | Ultra Low Loss (ULL) Singlemode MPO12 (Unpinned) to Unconnectorized, Fiber Trunk Cable Assembly, 96-Fiber, CPR Class B2ca, Low Smoke Zero Halogen/Riser | CommScope® | SYSTIMAX ULL |  | Fiber trunk cable assembly |  | Discontinued
U3GQXQXQL |  | Base Product | Ultra Low Loss (ULL) Singlemode MPO8 QSFP (Pinned) to MPO8 QSFP (Pinned), Fiber Trunk Cable Assembly, 96-Fiber, Low Smoke Zero Halogen | CommScope® | SYSTIMAX ULL |  | Fiber trunk cable assembly |  | Discontinued
U3V2X2XBH |  | Base Product | Ultra Low Loss (ULL) LazrSPEED® 550 OM5 MPO/24 (Pinned) to MPO/24 (Pinned), Pre-terminated Cable, MPO24, 48-Fiber, LSZH | CommScope® | SYSTIMAX ULL |  | Fiber trunk cable assembly
U3VMPMXAM |  | Base Product | Ultra Low Loss (ULL) OM5, MPO12 Unpinned to MPO12 Pinned, Fiber Trunk Cable Assembly, 144-Fiber, Low Smoke Zero Halogen | CommScope® | SYSTIMAX ULL |  | Fiber trunk cable assembly |  | Discontinued
U3GMXMXAM |  | Base Product | Ultra Low Loss (ULL) Singlemode MPO12 (Pinned) to MPO12 (Pinned), Fiber Trunk Cable Assembly , 144-Fiber, Low Smoke Zero Halogen (LSZH) | CommScope® | SYSTIMAX ULL |  | Fiber trunk cable assembly |  | Discontinued
U3GMXUCCK |  | Base Product | Ultra Low Loss ULL TeraSPEED® MPO(Pinned) to Unconnectorized Pre-terminated Trunk Cable, MPO12, 72-Fiber, LSZH, 12 fiber PmP 2.0 mm /B2ca | CommScope® | SYSTIMAX ULL |  | Fiber trunk cable assembly
U3GQPQXQH |  | Base Product | Ultra Low Loss (ULL) Singlemode MPO8 QSFP (Unpinned) to MPO8 QSFP (Pinned), Fiber Trunk Cable Assembly, 48-Fiber, Low Smoke Zero Halogen | CommScope® | SYSTIMAX ULL |  | Fiber trunk cable assembly |  | Discontinued
U3VMPMXCD |  | Base Product | Ultra Low Loss ULL LazrSPEED® 550 OM5 MPO(Unpinned) to MPO(Pinned) Pre-terminated Trunk Cable, MPO12, 12-Fiber, LSZH, 12 fiber PmP 2.0 mm /B2ca | CommScope® | SYSTIMAX ULL |  | Fiber trunk cable assembly
U3GMXUCCL |  | Base Product | Ultra Low Loss ULL TeraSPEED® MPO(Pinned) to Unconnectorized Pre-terminated Trunk Cable, MPO12, 96-Fiber, LSZH, 12 fiber PmP 2.0 mm /B2ca | CommScope® | SYSTIMAX ULL |  | Fiber trunk cable assembly
U3VMXMXAG |  | Base Product | Ultra Low Loss (ULL) OM5 MPO12 (Pinned) to MPO12 (Pinned), Fiber Trunk Cable Assembly, 36-Fiber, Low Smoke Zero Halogen (LSZH) | CommScope® | SYSTIMAX ULL |  | Fiber trunk cable assembly |  | Discontinued
U3VMPMXAD |  | Base Product | Ultra Low Loss (ULL) OM5 MPO12 (Unpinned) to MPO12 (Pinned),Fiber Trunk Cable Assembly, 12-Fiber, Low Smoke Zero Halogen (LSZH) | CommScope® | SYSTIMAX ULL |  | Fiber trunk cable assembly |  | Discontinued
U3VMXMXAH |  | Base Product | Ultra Low Loss (ULL) OM5 MPO12 (Pinned) to MPO12 (Pinned), Fiber Trunk Cable Assembly, 48-Fiber, Low Smoke Zero Halogen (LSZH) | CommScope® | SYSTIMAX ULL |  | Fiber trunk cable assembly |  | Discontinued
U3VMPMXCG |  | Base Product | Ultra Low Loss ULL LazrSPEED® 550 OM5 MPO(Unpinned) to MPO(Pinned) Pre-terminated Trunk Cable, MPO12, 36-Fiber, LSZH, 12 fiber PmP 2.0 mm /B2ca | CommScope® | SYSTIMAX ULL |  | Fiber trunk cable assembly
U3VMPMXCH |  | Base Product | Ultra Low Loss ULL LazrSPEED® 550 OM5 MPO(Unpinned) to MPO(Pinned) Pre-terminated Trunk Cable, MPO12, 48-Fiber, LSZH, 12 fiber PmP 2.0 mm /B2ca | CommScope® | SYSTIMAX ULL |  | Fiber trunk cable assembly
U3VMXMXAK |  | Base Product | Ultra Low Loss (ULL) OM5 MPO12 (Pinned) to MPO12 (Pinned), Fiber Trunk Cable Assembly, 72-Fiber, Low Smoke Zero Halogen (LSZH) | CommScope® | SYSTIMAX ULL |  | Fiber trunk cable assembly |  | Discontinued
U3VMXMXCM |  | Base Product | Ultra Low Loss ULL LazrSPEED® 550 OM5 MPO(Pinned) to MPO(Pinned) Pre-terminated Trunk Cable, MPO12, 144-Fiber, LSZH, 12 fiber PmP 2.0 mm /B2ca | CommScope® | SYSTIMAX ULL |  | Fiber trunk cable assembly
U3VQPQXQH |  | Base Product | Ultra Low Loss (ULL) OM5 MPO QSFP (Unpinned) to MPO QSFP (Pinned), Pre-terminated Trunk Cable, MPO8, 48-Fiber, Low Smoke Zero Halogen (LSZH) | CommScope® | SYSTIMAX ULL |  | Fiber trunk cable assembly |  | Discontinued
U3VMXUCCD |  | Base Product | Ultra Low Loss ULL LazrSPEED® 550 OM5 MPO(Pinned) to Unconnectorized Pre-terminated Trunk Cable, MPO12, 12-Fiber, LSZH, 12 fiber PmP 2.0 mm /B2ca | CommScope® | SYSTIMAX ULL |  | Fiber trunk cable assembly
U3VQPQXQL |  | Base Product | Ultra Low Loss (ULL) OM5, MPO8 QSFP Unpinned to MPO8 QSFP Pinned, Fiber Trunk Cable Assembly, 96-Fiber, Low Smoke Zero Halogen | CommScope® | SYSTIMAX ULL |  | Fiber trunk cable assembly |  | Discontinued
U3VMPMPCF |  | Base Product | Ultra Low Loss ULL LazrSPEED® 550 OM5 MPO(Unpinned) to MPO(Unpinned) Pre-terminated Trunk Cable, MPO12, 24-Fiber, LSZH, 12 fiber PmP 2.0 mm /B2ca | CommScope® | SYSTIMAX ULL |  | Fiber trunk cable assembly
U3VMXUCCF |  | Base Product | Ultra Low Loss ULL LazrSPEED® 550 OM5 MPO(Pinned) to Unconnectorized Pre-terminated Trunk Cable, MPO12, 24-Fiber, LSZH, 12 fiber PmP 2.0 mm /B2ca | CommScope® | SYSTIMAX ULL |  | Fiber trunk cable assembly
U3VMPMPCG |  | Base Product | Ultra Low Loss ULL LazrSPEED® 550 OM5 MPO(Unpinned) to MPO(Unpinned) Pre-terminated Trunk Cable, MPO12, 36-Fiber, LSZH, 12 fiber PmP 2.0 mm /B2ca | CommScope® | SYSTIMAX ULL |  | Fiber trunk cable assembly
U3VQPQXQS |  | Base Product | Ultra Low Loss (ULL) OM5, MPO8 QSFP Unpinned to MPO8 QSFP Pinned, Fiber Trunk Cable Assembly, 32-Fiber, Low Smoke Zero Halogen | CommScope® | SYSTIMAX ULL |  | Fiber trunk cable assembly |  | Discontinued
U3VMXMXAD |  | Base Product | Ultra Low Loss (ULL) OM5 MPO12 (Pinned) to MPO12 (Pinned), Fiber Trunk Cable Assembly, 12-Fiber, Low Smoke Zero Halogen (LSZH) | CommScope® | SYSTIMAX ULL |  | Fiber trunk cable assembly |  | Discontinued
U3XMPMXAD |  | Base Product | Ultra Low Loss (ULL) OM4 MPO12 (Unpinned) to MPO12 (Pinned), Fiber Trunk Cable Assembly, 12-Fiber, Low Smoke Zero Halogen (LSZH) | CommScope® | SYSTIMAX ULL |  | Fiber trunk cable assembly |  | Discontinued
U3VMXUCCH |  | Base Product | Ultra Low Loss ULL LazrSPEED® 550 OM5 MPO(Pinned) to Unconnectorized Pre-terminated Trunk Cable, MPO12, 48-Fiber, LSZH, 12 fiber PmP 2.0 mm /B2ca | CommScope® | SYSTIMAX ULL |  | Fiber trunk cable assembly
U3VQXQXQU |  | Base Product | Ultra Low Loss (ULL) OM5, MPO8 QSFP Pinned to MPO8 QSFP Pinned, Fiber Trunk Cable Assembly, 64-Fiber, Low Smoke Zero Halogen | CommScope® | SYSTIMAX ULL |  | Fiber trunk cable assembly |  | Discontinued
U3VQPQXQU |  | Base Product | Ultra Low Loss (ULL) OM5, MPO8 QSFP Unpinned to MPO8 QSFP Pinned, Fiber Trunk Cable Assembly, 64-Fiber, Low Smoke Zero Halogen | CommScope® | SYSTIMAX ULL |  | Fiber trunk cable assembly |  | Discontinued
U3XMPMPCD |  | Base Product | Ultra Low Loss ULL LazrSPEED® 550 MPO(Unpinned) to MPO(Unpinned) Pre-terminated Trunk Cable, MPO12, 12-Fiber, LSZH, 12 fiber PmP 2.0 mm /B2ca | CommScope® | SYSTIMAX ULL |  | Fiber trunk cable assembly
U3VQXQXQ8 |  | Base Product | Ultra Low Loss (ULL) OM5 MPO8 QSFP (Pinned) to MPO8 QSFP (Pinned), Fiber Trunk Cable Assembly, 8-Fiber, Low Smoke Zero Halogen | CommScope® | SYSTIMAX ULL |  | Fiber trunk cable assembly |  | Discontinued
U3VMXUCCK |  | Base Product | Ultra Low Loss ULL LazrSPEED® 550 OM5 MPO(Pinned) to Unconnectorized Pre-terminated Trunk Cable, MPO12, 72-Fiber, LSZH, 12 fiber PmP 2.0 mm /B2ca | CommScope® | SYSTIMAX ULL |  | Fiber trunk cable assembly
U3XMPMXCK |  | Base Product | Ultra Low Loss ULL LazrSPEED® 550 MPO(Unpinned) to MPO(Pinned) Pre-terminated Trunk Cable, MPO12, 72-Fiber, LSZH, 12 fiber PmP 2.0 mm /B2ca | CommScope® | SYSTIMAX ULL |  | Fiber trunk cable assembly
U3XMPMXAG |  | Base Product | Ultra Low Loss (ULL) OM4 MPO12 (Unpinned) to MPO12 (Pinned), Fiber Trunk Cable Assembly, 36-Fiber, Low Smoke Zero Halogen (LSZH) | CommScope® | SYSTIMAX ULL |  | Fiber trunk cable assembly |  | Discontinued
U3XMPMPCG |  | Base Product | Ultra Low Loss ULL LazrSPEED® 550 MPO(Unpinned) to MPO(Unpinned) Pre-terminated Trunk Cable, MPO12, 36-Fiber, LSZH, 12 fiber PmP 2.0 mm /B2ca | CommScope® | SYSTIMAX ULL |  | Fiber trunk cable assembly
U3XMXMXCD |  | Base Product | Ultra Low Loss ULL LazrSPEED® 550 MPO(Pinned) to MPO(Pinned) Pre-terminated Trunk Cable, MPO12, 12-Fiber, LSZH, 12 fiber PmP 2.0 mm /B2ca | CommScope® | SYSTIMAX ULL |  | Fiber trunk cable assembly
U3XMPMXCL |  | Base Product | Ultra Low Loss ULL LazrSPEED® 550 MPO(Unpinned) to MPO(Pinned) Pre-terminated Trunk Cable, MPO12, 96-Fiber, LSZH, 12 fiber PmP 2.0 mm /B2ca | CommScope® | SYSTIMAX ULL |  | Fiber trunk cable assembly
U3VMXUCCM |  | Base Product | Ultra Low Loss ULL LazrSPEED® 550 OM5 MPO(Pinned) to Unconnectorized Pre-terminated Trunk Cable, MPO12, 144-Fiber, LSZH, 12 fiber PmP 2.0 mm /B2ca | CommScope® | SYSTIMAX ULL |  | Fiber trunk cable assembly
U3XMPMPCH |  | Base Product | Ultra Low Loss ULL LazrSPEED® 550 MPO(Unpinned) to MPO(Unpinned) Pre-terminated Trunk Cable, MPO12, 48-Fiber, LSZH, 12 fiber PmP 2.0 mm /B2ca | CommScope® | SYSTIMAX ULL |  | Fiber trunk cable assembly
U3XMPMXAK |  | Base Product | Ultra Low Loss (ULL) OM4 MPO12 (Unpinned) to MPO12 (Pinned), Fiber Trunk Cable Assembly, 72-Fiber, Low Smoke Zero Halogen (LSZH) | CommScope® | SYSTIMAX ULL |  | Fiber trunk cable assembly |  | Discontinued
U3XMXMXCF |  | Base Product | Ultra Low Loss ULL LazrSPEED® 550 MPO(Pinned) to MPO(Pinned) Pre-terminated Trunk Cable, MPO12, 24-Fiber, LSZH, 12 fiber PmP 2.0 mm /B2ca | CommScope® | SYSTIMAX ULL |  | Fiber trunk cable assembly
U3VQPQXQ8 |  | Base Product | Ultra Low Loss (ULL) OM5 MPO8 QSFP (Unpinned) to MPO8 QSFP (Pinned), Fiber Trunk Cable Assembly, 8-Fiber, Low Smoke Zero Halogen (LSZH) | CommScope® | SYSTIMAX ULL |  | Fiber trunk cable assembly |  | Discontinued
U3XMPMPCK |  | Base Product | Ultra Low Loss ULL LazrSPEED® 550 MPO(Unpinned) to MPO(Unpinned) Pre-terminated Trunk Cable, MPO12, 72-Fiber, LSZH, 12 fiber PmP 2.0 mm /B2ca | CommScope® | SYSTIMAX ULL |  | Fiber trunk cable assembly
U3XMXMXCG |  | Base Product | Ultra Low Loss ULL LazrSPEED® 550 MPO(Pinned) to MPO(Pinned) Pre-terminated Trunk Cable, MPO12, 36-Fiber, LSZH, 12 fiber PmP 2.0 mm /B2ca | CommScope® | SYSTIMAX ULL |  | Fiber trunk cable assembly
U3XMXMXAD |  | Base Product | Ultra Low Loss (ULL) OM4 MPO12 (Pinned) to MPO12 (Pinned), Fiber Trunk Cable Assembly, 12-Fiber, Low Smoke Zero Halogen (LSZH) | CommScope® | SYSTIMAX ULL |  | Fiber trunk cable assembly |  | Discontinued
U3XQPQXQS |  | Base Product | Ultra Low Loss (ULL) OM4 MPO8 QSFP (Unpinned) to MPO8 QSFP (Pinned), Fiber Trunk Cable Assembly, 32-Fiber, Low Smoke Zero Halogen (LSZH) | CommScope® | SYSTIMAX ULL |  | Fiber trunk cable assembly |  | Discontinued
U3XMPMPCL |  | Base Product | Ultra Low Loss ULL LazrSPEED® 550 MPO(Unpinned) to MPO(Unpinned) Pre-terminated Trunk Cable, MPO12, 96-Fiber, LSZH, 12 fiber PmP 2.0 mm /B2ca | CommScope® | SYSTIMAX ULL |  | Fiber trunk cable assembly
U3XMPMXAM |  | Base Product | Ultra Low Loss (ULL) OM4 MPO12 (Unpinned) to MPO12 (Pinned), Fiber Trunk Cable Assembly, 144-Fiber, Low Smoke Zero Halogen (LSZH) | CommScope® | SYSTIMAX ULL |  | Fiber trunk cable assembly |  | Discontinued
U3XMXMXCH |  | Base Product | Ultra Low Loss ULL LazrSPEED® 550 MPO(Pinned) to MPO(Pinned) Pre-terminated Trunk Cable, MPO12, 48-Fiber, LSZH, 12 fiber PmP 2.0 mm /B2ca | CommScope® | SYSTIMAX ULL |  | Fiber trunk cable assembly
U3XQPQXQU |  | Base Product | Ultra Low Loss (ULL) OM4 MPO8 QSFP (Unpinned) to MPO8 QSFP (Pinned), Fiber Trunk Cable Assembly, 64-Fiber, Low Smoke Zero Halogen (LSZH) | CommScope® | SYSTIMAX ULL |  | Fiber trunk cable assembly |  | Discontinued
U3XMXUCCH |  | Base Product | Ultra Low Loss ULL LazrSPEED® 550 MPO(Pinned) to Unconnectorized Pre-terminated Trunk Cable, MPO12, 48-Fiber, LSZH, 12 fiber PmP 2.0 mm /B2ca | CommScope® | SYSTIMAX ULL |  | Fiber trunk cable assembly
U3XMXMXCK |  | Base Product | Ultra Low Loss ULL LazrSPEED® 550 MPO(Pinned) to MPO(Pinned) Pre-terminated Trunk Cable, MPO12, 72-Fiber, LSZH, 12 fiber PmP 2.0 mm /B2ca | CommScope® | SYSTIMAX ULL |  | Fiber trunk cable assembly
U3XQXQXQ8 |  | Base Product | Ultra Low Loss (ULL) OM4 MPO8 QSFP (Pinned) to MPO8 QSFP (Pinned), Fiber Trunk Cable Assembly, 8-Fiber, Low Smoke Zero Halogen (LSZH) | CommScope® | SYSTIMAX ULL |  | Fiber trunk cable assembly |  | Discontinued
U4GLALACK |  | Base Product | Ultra Low Loss ULL TeraSPEED® LC/APC to LC/APC Ruggedized fanout Cable, 72-Fiber, LSZH, 12 fiber PmP 2.0 mm /B2ca | CommScope® | SYSTIMAX ULL |  | Ruggedized fanout
U3XMXMXCL |  | Base Product | Ultra Low Loss ULL LazrSPEED® 550 MPO(Pinned) to MPO(Pinned) Pre-terminated Trunk Cable, MPO12, 96-Fiber, LSZH, 12 fiber PmP 2.0 mm /B2ca | CommScope® | SYSTIMAX ULL |  | Fiber trunk cable assembly
U3XQXQXQF |  | Base Product | Ultra Low Loss (ULL) OM4 MPO8 QSFP (Pinned) to MPO8 QSFP (Pinned), Fiber Trunk Cable Assembly, 24-Fiber, Low Smoke Zero Halogen (LSZH) | CommScope® | SYSTIMAX ULL |  | Fiber trunk cable assembly |  | Discontinued
U4GLALACL |  | Base Product | Ultra Low Loss ULL TeraSPEED® LC/APC to LC/APC Ruggedized fanout Cable, 96-Fiber, LSZH, 12 fiber PmP 2.0 mm /B2ca | CommScope® | SYSTIMAX ULL |  | Ruggedized fanout
U4GLFLFCF |  | Base Product | Ultra Low Loss ULL TeraSPEED® LC/UPC G B to LC/UPC G B Ruggedized fanout Cable, 24-Fiber, LSZH, 12 fiber PmP 2.0 mm /B2ca | CommScope® | SYSTIMAX ULL |  | Ruggedized fanout
U3XQXQXQH |  | Base Product | Ultra Low Loss (ULL) OM4 MPO8 QSFP (Pinned) to MPO8 QSFP (Pinned), Fiber Trunk Cable Assembly, 48-Fiber, Low Smoke Zero Halogen (LSZH) | CommScope® | SYSTIMAX ULL |  | Fiber trunk cable assembly |  | Discontinued
U3XMXMXCM |  | Base Product | Ultra Low Loss ULL LazrSPEED® 550 MPO(Pinned) to MPO(Pinned) Pre-terminated Trunk Cable, MPO12, 144-Fiber, LSZH, 12 fiber PmP 2.0 mm /B2ca | CommScope® | SYSTIMAX ULL |  | Fiber trunk cable assembly
U3XMXMXAH |  | Base Product | Ultra Low Loss (ULL) OM4 MPO12 (Pinned) to MPO12 (Pinned), Fiber Trunk Cable Assembly, 48-Fiber, Low Smoke Zero Halogen (LSZH) | CommScope® | SYSTIMAX ULL |  | Fiber trunk cable assembly |  | Discontinued
U4GLFLFCG |  | Base Product | Ultra Low Loss ULL TeraSPEED® LC/UPC G B to LC/UPC G B Ruggedized fanout Cable, 36-Fiber, LSZH, 12 fiber PmP 2.0 mm /B2ca | CommScope® | SYSTIMAX ULL |  | Ruggedized fanout
U3XMXMXAK |  | Base Product | Ultra Low Loss (ULL) OM4 MPO12 (Pinned) to MPO12 (Pinned), Fiber Trunk Cable Assembly, 72-Fiber, Low Smoke Zero Halogen (LSZH) | CommScope® | SYSTIMAX ULL |  | Fiber trunk cable assembly |  | Discontinued
U4GLCLCCD |  | Base Product | Ultra Low Loss ULL TeraSPEED® LC/UPC to LC/UPC Ruggedized fanout Cable, 12-Fiber, LSZH, 12 fiber PmP 2.0 mm /B2ca | CommScope® | SYSTIMAX ULL |  | Ruggedized fanout
U4GLGLGCH |  | Base Product | Ultra Low Loss ULL TeraSPEED® LC/APC G B to LC/APC G B Ruggedized fanout Cable, 48-Fiber, LSZH, 12 fiber PmP 2.0 mm /B2ca | CommScope® | SYSTIMAX ULL |  | Ruggedized fanout
U3XQPQXQ8 |  | Base Product | Ultra Low Loss (ULL) OM4 MPO8 QSFP (Unpinned) to MPO8 QSFP (Pinned), Fiber Trunk Cable Assembly, 8-Fiber, Low Smoke Zero Halogen (LSZH) | CommScope® | SYSTIMAX ULL |  | Fiber trunk cable assembly |  | Discontinued
U3XMXMXAL |  | Base Product | Ultra Low Loss (ULL) OM4 MPO12 (Pinned) to MPO12 (Pinned), Fiber Trunk Cable Assembly, 96-Fiber, Low Smoke Zero Halogen (LSZH) | CommScope® | SYSTIMAX ULL |  | Fiber trunk cable assembly |  | Discontinued
U4GLGLGCK |  | Base Product | Ultra Low Loss ULL TeraSPEED® LC/APC G B to LC/APC G B Ruggedized fanout Cable, 72-Fiber, LSZH, 12 fiber PmP 2.0 mm /B2ca | CommScope® | SYSTIMAX ULL |  | Ruggedized fanout
U4GLULUCM |  | Base Product | Ultra Low Loss ULL TeraSPEED® LC/UPC Uniboot to LC/UPC Uniboot Ruggedized fanout Cable, 144-Fiber, LSZH, 12 fiber PmP 2.0 mm / B2ca | CommScope® | SYSTIMAX ULL |  | Ruggedized fanout
U3XQXQXQS |  | Base Product | Ultra Low Loss (ULL) OM4 MPO8 QSFP (Pinned) to MPO8 QSFP (Pinned), Fiber Trunk Cable Assembly, 32-Fiber, Low Smoke Zero Halogen (LSZH) | CommScope® | SYSTIMAX ULL |  | Fiber trunk cable assembly |  | Discontinued
U4GLGLGCL |  | Base Product | Ultra Low Loss ULL TeraSPEED® LC/APC G B to LC/APC G B Ruggedized fanout Cable, 96-Fiber, LSZH, 12 fiber PmP 2.0 mm /B2ca | CommScope® | SYSTIMAX ULL |  | Ruggedized fanout
U4GMPLACF |  | Base Product | Ultra Low Loss ULL TeraSPEED® MPO(Unpinned) to LC/APC Ruggedized fanout Cable, 24-Fiber, LSZH, 12 fiber PmP 2.0 mm /B2ca | CommScope® | SYSTIMAX ULL |  | Ruggedized fanout
U3XQPQXQL |  | Base Product | Ultra Low Loss (ULL) OM4, MPO8 QSFP Unpinned to MPO8 QSFP Pinned, Fiber Trunk Cable Assembly, 96-Fiber, Low Smoke Zero Halogen | CommScope® | SYSTIMAX ULL |  | Fiber trunk cable assembly |  | Discontinued
U4GLCLCCK |  | Base Product | Ultra Low Loss ULL TeraSPEED® LC/UPC to LC/UPC Ruggedized fanout Cable, 72-Fiber, LSZH, 12 fiber PmP 2.0 mm /B2ca | CommScope® | SYSTIMAX ULL |  | Ruggedized fanout
U4GLALACG |  | Base Product | Ultra Low Loss ULL TeraSPEED® LC/APC to LC/APC Ruggedized fanout Cable, 36-Fiber, LSZH, 12 fiber PmP 2.0 mm /B2ca | CommScope® | SYSTIMAX ULL |  | Ruggedized fanout
U4GLGLGCD |  | Base Product | Ultra Low Loss ULL TeraSPEED® LC/APC G B to LC/APC G B Ruggedized fanout Cable, 12-Fiber, LSZH, 12 fiber PmP 2.0 mm /B2ca | CommScope® | SYSTIMAX ULL |  | Ruggedized fanout
U3XQPQXQR |  | Base Product | Ultra Low Loss (ULL) OM4 MPO8 QSFP (Unpinned) to MPO8 QSFP (Pinned), Fiber Trunk Cable Assembly, 16-Fiber, Low Smoke Zero Halogen (LSZH) | CommScope® | SYSTIMAX ULL |  | Fiber trunk cable assembly |  | Discontinued
U4GLULUCD |  | Base Product | Ultra Low Loss ULL TeraSPEED® LC/UPC Uniboot to LC/UPC Uniboot Ruggedized fanout Cable, 12-Fiber, LSZH, 12 fiber PmP 2.0 mm /B2ca | CommScope® | SYSTIMAX ULL |  | Ruggedized fanout
U4GLCLCCL |  | Base Product | Ultra Low Loss ULL TeraSPEED® LC/UPC to LC/UPC Ruggedized fanout Cable, 96-Fiber, LSZH, 12 fiber PmP 2.0 mm /B2ca | CommScope® | SYSTIMAX ULL |  | Ruggedized fanout
U4GMPLFCM |  | Base Product | Ultra Low Loss ULL TeraSPEED® MPO(Unpinned) to LC/UPC G B Ruggedized fanout Cable, 144-Fiber, LSZH, 12 fiber PmP 2.0 mm /B2ca | CommScope® | SYSTIMAX ULL |  | Ruggedized fanout
U4GMPLCCL |  | Base Product | Ultra Low Loss ULL TeraSPEED® MPO(Unpinned) to LC/UPC Ruggedized fanout Cable, 96-Fiber, LSZH, 12 fiber PmP 2.0 mm /B2ca | CommScope® | SYSTIMAX ULL |  | Ruggedized fanout
U4GLCLCCM |  | Base Product | Ultra Low Loss ULL TeraSPEED® LC/UPC to LC/UPC Ruggedized fanout Cable, 144-Fiber, LSZH, 12 fiber PmP 2.0 mm /B2ca | CommScope® | SYSTIMAX ULL |  | Ruggedized fanout
U4GMPLGCD |  | Base Product | Ultra Low Loss ULL TeraSPEED® MPO(Unpinned) to LC/APC G B Ruggedized fanout Cable, 12-Fiber, LSZH, 12 fiber PmP 2.0 mm /B2ca | CommScope® | SYSTIMAX ULL |  | Ruggedized fanout
U4GLGLGCG |  | Base Product | Ultra Low Loss ULL TeraSPEED® LC/APC G B to LC/APC G B Ruggedized fanout Cable, 36-Fiber, LSZH, 12 fiber PmP 2.0 mm /B2ca | CommScope® | SYSTIMAX ULL |  | Ruggedized fanout
U4GMPLGCF |  | Base Product | Ultra Low Loss ULL TeraSPEED® MPO(Unpinned) to LC/APC G B Ruggedized fanout Cable, 24-Fiber, LSZH, 12 fiber PmP 2.0 mm /B2ca | CommScope® | SYSTIMAX ULL |  | Ruggedized fanout
U4GMXLACD |  | Base Product | Ultra Low Loss ULL TeraSPEED® MPO(Pinned) to LC/APC Ruggedized fanout Cable, 12-Fiber, LSZH, 12 fiber PmP 2.0 mm /B2ca | CommScope® | SYSTIMAX ULL |  | Ruggedized fanout
U4GMPLACL |  | Base Product | Ultra Low Loss ULL TeraSPEED® MPO(Unpinned) to LC/APC Ruggedized fanout Cable, 96-Fiber, LSZH, 12 fiber PmP 2.0 mm /B2ca | CommScope® | SYSTIMAX ULL |  | Ruggedized fanout
U4GMPLGCG |  | Base Product | Ultra Low Loss ULL TeraSPEED® MPO(Unpinned) to LC/APC G B Ruggedized fanout Cable, 36-Fiber, LSZH, 12 fiber PmP 2.0 mm /B2ca | CommScope® | SYSTIMAX ULL |  | Ruggedized fanout
U4GMPLUCH |  | Base Product | Ultra Low Loss ULL TeraSPEED® MPO(Unpinned) to LC/UPC Uniboot Ruggedized fanout Cable, 48-Fiber, LSZH, 12 fiber PmP 2.0 mm /B2ca | CommScope® | SYSTIMAX ULL |  | Ruggedized fanout
U4GMPLACM |  | Base Product | Ultra Low Loss ULL TeraSPEED® MPO(Unpinned) to LC/APC Ruggedized fanout Cable, 144-Fiber, LSZH, 12 fiber PmP 2.0 mm /B2ca | CommScope® | SYSTIMAX ULL |  | Ruggedized fanout
U4GMXLCCK |  | Base Product | Ultra Low Loss ULL TeraSPEED® MPO(Pinned) to LC/UPC Ruggedized fanout Cable, 72-Fiber, LSZH, 12 fiber PmP 2.0 mm /B2ca | CommScope® | SYSTIMAX ULL |  | Ruggedized fanout
U4GMPLFCF |  | Base Product | Ultra Low Loss ULL TeraSPEED® MPO(Unpinned) to LC/UPC G B Ruggedized fanout Cable, 24-Fiber, LSZH, 12 fiber PmP 2.0 mm /B2ca | CommScope® | SYSTIMAX ULL |  | Ruggedized fanout
U4GMXLACG |  | Base Product | Ultra Low Loss ULL TeraSPEED® MPO(Pinned) to LC/APC Ruggedized fanout Cable, 36-Fiber, LSZH, 12 fiber PmP 2.0 mm /B2ca | CommScope® | SYSTIMAX ULL |  | Ruggedized fanout
U4GMPLCCD |  | Base Product | Ultra Low Loss ULL TeraSPEED® MPO(Unpinned) to LC/UPC Ruggedized fanout Cable, 12-Fiber, LSZH, 12 fiber PmP 2.0 mm /B2ca | CommScope® | SYSTIMAX ULL |  | Ruggedized fanout
U4GMPLUCK |  | Base Product | Ultra Low Loss ULL TeraSPEED® MPO(Unpinned) to LC/UPC Uniboot Ruggedized fanout Cable, 72-Fiber, LSZH, 12 fiber PmP 2.0 mm /B2ca | CommScope® | SYSTIMAX ULL |  | Ruggedized fanout
U4GLULUCK |  | Base Product | Ultra Low Loss ULL TeraSPEED® LC/UPC Uniboot to LC/UPC Uniboot Ruggedized fanout Cable, 72-Fiber, LSZH, 12 fiber PmP 2.0 mm /B2ca | CommScope® | SYSTIMAX ULL |  | Ruggedized fanout
U4GMXLCCL |  | Base Product | Ultra Low Loss ULL TeraSPEED® MPO(Pinned) to LC/UPC Ruggedized fanout Cable, 96-Fiber, LSZH, 12 fiber PmP 2.0 mm /B2ca | CommScope® | SYSTIMAX ULL |  | Ruggedized fanout
U4GLULUCL |  | Base Product | Ultra Low Loss ULL TeraSPEED® LC/UPC Uniboot to LC/UPC Uniboot Ruggedized fanout Cable, 96-Fiber, LSZH, 12 fiber PmP 2.0 mm /B2ca | CommScope® | SYSTIMAX ULL |  | Ruggedized fanout
U4GMXLCCM |  | Base Product | Ultra Low Loss ULL TeraSPEED® MPO(Pinned) to LC/UPC Ruggedized fanout Cable, 144-Fiber, LSZH, 12 fiber PmP 2.0 mm /B2ca | CommScope® | SYSTIMAX ULL |  | Ruggedized fanout
U4GMPLFCH |  | Base Product | Ultra Low Loss ULL TeraSPEED® MPO(Unpinned) to LC/UPC G B Ruggedized fanout Cable, 48-Fiber, LSZH, 12 fiber PmP 2.0 mm /B2ca | CommScope® | SYSTIMAX ULL |  | Ruggedized fanout
U4GMXLFCM |  | Base Product | Ultra Low Loss ULL TeraSPEED® MPO(Pinned) to LC/UPC G B Ruggedized fanout Cable, 144-Fiber, LSZH, 12 fiber PmP 2.0 mm /B2ca | CommScope® | SYSTIMAX ULL |  | Ruggedized fanout
U4GMPLUCM |  | Base Product | Ultra Low Loss ULL TeraSPEED® MPO(Unpinned) to LC/UPC Uniboot Ruggedized fanout Cable, 144-Fiber, LSZH, 12 fiber PmP 2.0 mm /B2ca | CommScope® | SYSTIMAX ULL |  | Ruggedized fanout
U4GMXLACL |  | Base Product | Ultra Low Loss ULL TeraSPEED® MPO(Pinned) to LC/APC Ruggedized fanout Cable, 96-Fiber, LSZH, 12 fiber PmP 2.0 mm /B2ca | CommScope® | SYSTIMAX ULL |  | Ruggedized fanout
U4GMXLFCF |  | Base Product | Ultra Low Loss ULL TeraSPEED® MPO(Pinned) to LC/UPC G B Ruggedized fanout Cable, 24-Fiber, LSZH, 12 fiber PmP 2.0 mm /B2ca | CommScope® | SYSTIMAX ULL |  | Ruggedized fanout
U4GMPLUCD |  | Base Product | Ultra Low Loss ULL TeraSPEED® MPO(Unpinned) to LC/UPC Uniboot Ruggedized fanout Cable, 12-Fiber, LSZH, 12 fiber PmP 2.0 mm /B2ca | CommScope® | SYSTIMAX ULL |  | Ruggedized fanout
U4GMPSCCH |  | Base Product | Ultra Low Loss ULL TeraSPEED® MPO(Unpinned) to SC/UPC Ruggedized fanout Cable, 48-Fiber, LSZH, 12 fiber PmP 2.0 mm /B2ca | CommScope® | SYSTIMAX ULL |  | Ruggedized fanout
U4GMXLGCG |  | Base Product | Ultra Low Loss ULL TeraSPEED® MPO(Pinned) to LC/APC G B Ruggedized fanout Cable, 36-Fiber, LSZH, 12 fiber PmP 2.0 mm /B2ca | CommScope® | SYSTIMAX ULL |  | Ruggedized fanout
U4GMXLFCH |  | Base Product | Ultra Low Loss ULL TeraSPEED® MPO(Pinned) to LC/UPC G B Ruggedized fanout Cable, 48-Fiber, LSZH, 12 fiber PmP 2.0 mm /B2ca | CommScope® | SYSTIMAX ULL |  | Ruggedized fanout
U4GMXLGCH |  | Base Product | Ultra Low Loss ULL TeraSPEED® MPO(Pinned) to LC/APC G B Ruggedized fanout Cable, 48-Fiber, LSZH, 12 fiber PmP 2.0 mm /B2ca | CommScope® | SYSTIMAX ULL |  | Ruggedized fanout
U4GMXLUCK |  | Base Product | Ultra Low Loss ULL TeraSPEED® MPO(Pinned) to LC/UPC Uniboot Ruggedized fanout Cable, 72-Fiber, LSZH, 12 fiber PmP 2.0 mm /B2ca | CommScope® | SYSTIMAX ULL |  | Ruggedized fanout
U4GMXSACM |  | Base Product | Ultra Low Loss ULL TeraSPEED® MPO(Pinned) to SC/APC Ruggedized fanout Cable, 144-Fiber, LSZH, 12 fiber PmP 2.0 mm /B2ca | CommScope® | SYSTIMAX ULL |  | Ruggedized fanout
U4GMXLCCF |  | Base Product | Ultra Low Loss ULL TeraSPEED® MPO(Pinned) to LC/UPC Ruggedized fanout Cable, 24-Fiber, LSZH, 12 fiber PmP 2.0 mm /B2ca | CommScope® | SYSTIMAX ULL |  | Ruggedized fanout
U4GSASACG |  | Base Product | Ultra Low Loss ULL TeraSPEED® SC/APC to SC/APC Ruggedized fanout Cable, 36-Fiber, LSZH, 12 fiber PmP 2.0 mm /B2ca | CommScope® | SYSTIMAX ULL |  | Ruggedized fanout
U4GMPSCCL |  | Base Product | Ultra Low Loss ULL TeraSPEED® MPO(Unpinned) to SC/UPC Ruggedized fanout Cable, 96-Fiber, LSZH, 12 fiber PmP 2.0 mm /B2ca | CommScope® | SYSTIMAX ULL |  | Ruggedized fanout
U4GMXLGCK |  | Base Product | Ultra Low Loss ULL TeraSPEED® MPO(Pinned) to LC/APC G B Ruggedized fanout Cable, 72-Fiber, LSZH, 12 fiber PmP 2.0 mm /B2ca | CommScope® | SYSTIMAX ULL |  | Ruggedized fanout
U4GMXLUCL |  | Base Product | Ultra Low Loss ULL TeraSPEED® MPO(Pinned) to LC/UPC Uniboot Ruggedized fanout Cable, 96-Fiber, LSZH, 12 fiber PmP 2.0 mm /B2ca | CommScope® | SYSTIMAX ULL |  | Ruggedized fanout
U4GSASACH |  | Base Product | Ultra Low Loss ULL TeraSPEED® SC/APC to SC/APC Ruggedized fanout Cable, 48-Fiber, LSZH, 12 fiber PmP 2.0 mm /B2ca | CommScope® | SYSTIMAX ULL |  | Ruggedized fanout
U4GMPSCCM |  | Base Product | Ultra Low Loss ULL TeraSPEED® MPO(Unpinned) to SC/UPC Ruggedized fanout Cable, 144-Fiber, LSZH, 12 fiber PmP 2.0 mm /B2ca | CommScope® | SYSTIMAX ULL |  | Ruggedized fanout
U4GMXLFCL |  | Base Product | Ultra Low Loss ULL TeraSPEED® MPO(Pinned) to LC/UPC G B Ruggedized fanout Cable, 96-Fiber, LSZH, 12 fiber PmP 2.0 mm /B2ca | CommScope® | SYSTIMAX ULL |  | Ruggedized fanout
U4GSCSCCK |  | Base Product | Ultra Low Loss ULL TeraSPEED® SC/UPC to SC/UPC Ruggedized fanout Cable, 72-Fiber, LSZH, 12 fiber PmP 2.0 mm /B2ca | CommScope® | SYSTIMAX ULL |  | Ruggedized fanout
U4GSASACL |  | Base Product | Ultra Low Loss ULL TeraSPEED® SC/APC to SC/APC Ruggedized fanout Cable, 96-Fiber, LSZH, 12 fiber PmP 2.0 mm /B2ca | CommScope® | SYSTIMAX ULL |  | Ruggedized fanout
U4GSCSCCL |  | Base Product | Ultra Low Loss ULL TeraSPEED® SC/UPC to SC/UPC Ruggedized fanout Cable, 96-Fiber, LSZH, 12 fiber PmP 2.0 mm /B2ca | CommScope® | SYSTIMAX ULL |  | Ruggedized fanout
U4GMXLUCM |  | Base Product | Ultra Low Loss ULL TeraSPEED® MPO(Pinned) to LC/UPC Uniboot Ruggedized fanout Cable, 144-Fiber, LSZH, 12 fiber PmP 2.0 mm /B2ca | CommScope® | SYSTIMAX ULL |  | Ruggedized fanout
U4VMPLCCM |  | Base Product | Ultra Low Loss ULL LazrSPEED® 550 OM5 MPO(Unpinned) to LC/UPC Ruggedized fanout Cable, 144-Fiber, LSZH, 12 fiber PmP 2.0 mm /B2ca | CommScope® | SYSTIMAX ULL |  | Ruggedized fanout
U4VMPLCAK |  | Base Product | Ultra Low Loss OM5 MPO12 Unpinned to LC/UPC 72-Fiber InstaPATCH® 360 Ruggedized Fanout Cable, Low Smoke Zero Halogen | CommScope® | SYSTIMAX InstaPATCH® 360 ¦ SYSTIMAX ULL |  | Ruggedized fanout |  | Discontinued
U4VMPLUCD |  | Base Product | Ultra Low Loss ULL LazrSPEED® 550 OM5 MPO(Unpinned) to LC/UPC Uniboot Ruggedized fanout Cable, 12-Fiber, LSZH, 12 fiber PmP 2.0 mm /B2ca | CommScope® | SYSTIMAX ULL |  | Ruggedized fanout
U4GMXLUCD |  | Base Product | Ultra Low Loss ULL TeraSPEED® MPO(Pinned) to LC/UPC Uniboot Ruggedized fanout Cable, 12-Fiber, LSZH, 12 fiber PmP 2.0 mm /B2ca | CommScope® | SYSTIMAX ULL |  | Ruggedized fanout
U4GMXLUCF |  | Base Product | Ultra Low Loss ULL TeraSPEED® MPO(Pinned) to LC/UPC Uniboot Ruggedized fanout Cable, 24-Fiber, LSZH, 12 fiber PmP 2.0 mm /B2ca | CommScope® | SYSTIMAX ULL |  | Ruggedized fanout
U4VMPLUCF |  | Base Product | Ultra Low Loss ULL LazrSPEED® 550 OM5 MPO(Unpinned) to LC/UPC Uniboot Ruggedized fanout Cable, 24-Fiber, LSZH, 12 fiber PmP 2.0 mm /B2ca | CommScope® | SYSTIMAX ULL |  | Ruggedized fanout
U4VLCLCCD |  | Base Product | Ultra Low Loss ULL LazrSPEED® 550 OM5 LC/UPC to LC/UPC Ruggedized fanout Cable, 12-Fiber, LSZH, 12 fiber PmP 2.0 mm /B2ca | CommScope® | SYSTIMAX ULL |  | Ruggedized fanout
U4GMXSCCH |  | Base Product | Ultra Low Loss ULL TeraSPEED® MPO(Pinned) to SC/UPC Ruggedized fanout Cable, 48-Fiber, LSZH, 12 fiber PmP 2.0 mm /B2ca | CommScope® | SYSTIMAX ULL |  | Ruggedized fanout
U4VMPLCAM |  | Base Product | Ultra Low Loss OM5 MPO12 Unpinned to LC/UPC 144-Fiber InstaPATCH® 360 Ruggedized Fanout Cable, Low Smoke Zero Halogen | CommScope® | SYSTIMAX InstaPATCH® 360 |  | Ruggedized fanout |  | Discontinued
U4VMPSCCG |  | Base Product | Ultra Low Loss ULL LazrSPEED® 550 OM5 MPO(Unpinned) to SC/UPC Ruggedized fanout Cable, 36-Fiber, LSZH, 12 fiber PmP 2.0 mm /B2ca | CommScope® | SYSTIMAX ULL |  | Ruggedized fanout
U4VMPLUCG |  | Base Product | Ultra Low Loss ULL LazrSPEED® 550 OM5 MPO(Unpinned) to LC/UPC Uniboot Ruggedized fanout Cable, 36-Fiber, LSZH, 12 fiber PmP 2.0 mm /B2ca | CommScope® | SYSTIMAX ULL |  | Ruggedized fanout
U4VLCLCCF |  | Base Product | Ultra Low Loss ULL LazrSPEED® 550 OM5 LC/UPC to LC/UPC Ruggedized fanout Cable, 24-Fiber, LSZH, 12 fiber PmP 2.0 mm /B2ca | CommScope® | SYSTIMAX ULL |  | Ruggedized fanout
U4GMXSCCK |  | Base Product | Ultra Low Loss ULL TeraSPEED® MPO(Pinned) to SC/UPC Ruggedized fanout Cable, 72-Fiber, LSZH, 12 fiber PmP 2.0 mm /B2ca | CommScope® | SYSTIMAX ULL |  | Ruggedized fanout
U4VMPLCCD |  | Base Product | Ultra Low Loss ULL LazrSPEED® 550 OM5 MPO(Unpinned) to LC/UPC Ruggedized fanout Cable, 12-Fiber, LSZH, 12 fiber PmP 2.0 mm /B2ca | CommScope® | SYSTIMAX ULL |  | Ruggedized fanout
U4VMPSCCH |  | Base Product | Ultra Low Loss ULL LazrSPEED® 550 OM5 MPO(Unpinned) to SC/UPC Ruggedized fanout Cable, 48-Fiber, LSZH, 12 fiber PmP 2.0 mm /B2ca | CommScope® | SYSTIMAX ULL |  | Ruggedized fanout
U4VMPLUCH |  | Base Product | Ultra Low Loss ULL LazrSPEED® 550 OM5 MPO(Unpinned) to LC/UPC Uniboot Ruggedized fanout Cable, 48-Fiber, LSZH, 12 fiber PmP 2.0 mm /B2ca | CommScope® | SYSTIMAX ULL |  | Ruggedized fanout
U4GSCSCCG |  | Base Product | Ultra Low Loss ULL TeraSPEED® SC/UPC to SC/UPC Ruggedized fanout Cable, 36-Fiber, LSZH, 12 fiber PmP 2.0 mm /B2ca | CommScope® | SYSTIMAX ULL |  | Ruggedized fanout
U4VLCLCCG |  | Base Product | Ultra Low Loss ULL LazrSPEED® 550 OM5 LC/UPC to LC/UPC Ruggedized fanout Cable, 36-Fiber, LSZH, 12 fiber PmP 2.0 mm /B2ca | CommScope® | SYSTIMAX ULL |  | Ruggedized fanout
U4VMPSCCK |  | Base Product | Ultra Low Loss ULL LazrSPEED® 550 OM5 MPO(Unpinned) to SC/UPC Ruggedized fanout Cable, 72-Fiber, LSZH, 12 fiber PmP 2.0 mm /B2ca | CommScope® | SYSTIMAX ULL |  | Ruggedized fanout
UJGMPMPDD |  | Base Product | Ultra Low Loss (ULL) Singlemode, MPO12 Unpinned to MPO12 Unpinned, Fiber Trunk Cable Assembly, 12-Fiber, Low Smoke Zero Halogen/Riser | CommScope® | SYSTIMAX ULL |  | Fiber trunk cable assembly
UJGMPMPCD |  | Base Product | Ultra Low Loss ULL TeraSPEED® MPO(Unpinned) to MPO(Unpinned) Pre-terminated Trunk Cable, MPO12, 12-Fiber, LSZH, 12 fiber PmP 2.0 mm Dca | CommScope® | SYSTIMAX ULL |  | Fiber trunk cable assembly
UJGMPMPSM |  | Base Product | Ultra Low Loss (ULL) Singlemode, MPO12 Unpinned to MPO12 Unpinned, Fiber Trunk Cable Assembly, 144-Fiber, Rollable Ribbon Indoor/Outdoor Central Tube, Low Smoke Zero Halogen/Riser | CommScope® | SYSTIMAX ULL |  | Fiber trunk cable assembly
UJGMPMPDH |  | Base Product | Ultra Low Loss (ULL) Singlemode, MPO12 Unpinned to MPO12 Unpinned, Fiber Trunk Cable Assembly, 48-Fiber, Indoor/Outdoor, Low Smoke Zero Halogen/Riser | CommScope® | SYSTIMAX ULL |  | Fiber trunk cable assembly
UJGMPMXAL |  | Base Product | Ultra Low Loss (ULL) Singlemode MPO12 (Unpinned) to MPO12 (Pinned), Fiber Trunk Cable Assembly, 96-Fiber, Low Smoke Zero Halogen (LSZH) | CommScope® | SYSTIMAX ULL |  | Fiber trunk cable assembly
UJGMPMPCG |  | Base Product | Ultra Low Loss ULL TeraSPEED® MPO(Unpinned) to MPO(Unpinned) Pre-terminated Trunk Cable, MPO12, 36-Fiber, LSZH, 12 fiber PmP 2.0 mm Dca | CommScope® | SYSTIMAX ULL |  | Fiber trunk cable assembly
UJGMPMPSP |  | Base Product | Ultra Low Loss Singlemode MPO12 Unpinned to MPO12 Unpinned 288-Fiber Pre-terminated Trunk Cable, Rollable Ribbon Indoor/Outdoor Central Tube, Low Smoke Zero Halogen/Riser | CommScope® | SYSTIMAX ULL |  | Fiber trunk cable assembly
UJGMPMPDK |  | Base Product | Ultra Low Loss (ULL) Singlemode, MPO12 Unpinned to MPO12 Unpinned, Fiber Trunk Cable Assembly, 72-Fiber, Indoor/Outdoor, Low Smoke Zero Halogen/Riser | CommScope® | SYSTIMAX ULL |  | Fiber trunk cable assembly
UJGMPMXAM |  | Base Product | Ultra Low Loss (ULL) Singlemode MPO12 (Unpinned) to MPO12 (Pinned), Fiber Trunk Cable Assembly, 144-Fiber, Low Smoke Zero Halogen (LSZH) | CommScope® | SYSTIMAX ULL |  | Fiber trunk cable assembly
UJGMPMPAD |  | Base Product | Ultra Low Loss (ULL) Singlemode MPO12 (Unpinned) to MPO12 (Unpinned), Fiber Trunk Cable Assembly, 12-Fiber, Low Smoke Zero Halogen/Riser | CommScope® | SYSTIMAX ULL |  | Fiber trunk cable assembly
UJGMPMPSV |  | Base Product | Ultra Low Loss Singlemode MPO12 Unpinned to MPO12 Unpinned 432-Fiber Pre-terminated Trunk Cable, Rollable Ribbon Indoor/Outdoor Central Tube, Low Smoke Zero Halogen/Riser | CommScope® | SYSTIMAX ULL |  | Fiber trunk cable assembly
UJGMPMPDL |  | Base Product | Ultra Low Loss (ULL) Singlemode, MPO12 Unpinned to MPO12 Unpinned, Fiber Trunk Cable Assembly, 96-Fiber, Indoor/Outdoor, Low Smoke Zero Halogen/Riser | CommScope® | SYSTIMAX ULL |  | Fiber trunk cable assembly
UJGMPMPCK |  | Base Product | Ultra Low Loss ULL TeraSPEED® MPO(Unpinned) to MPO(Unpinned) Pre-terminated Trunk Cable, MPO12, 72-Fiber, LSZH, 12 fiber PmP 2.0 mm Dca | CommScope® | SYSTIMAX ULL |  | Fiber trunk cable assembly
UJGMPMXCD |  | Base Product | Ultra Low Loss ULL TeraSPEED® MPO(Unpinned) to MPO(Pinned) Pre-terminated Trunk Cable, MPO12, 12-Fiber, LSZH, 12 fiber PmP 2.0 mm Dca | CommScope® | SYSTIMAX ULL |  | Fiber trunk cable assembly
UJGMPMPAF |  | Base Product | Ultra Low Loss (ULL) Singlemode MPO12 (Unpinned) to MPO12 (Unpinned), Pre-terminated Trunk Cable, 24-Fiber, Low Smoke Zero Halogen (LSZH)/Riser | CommScope® | SYSTIMAX ULL |  | Fiber trunk cable assembly
UJGMPMPSW |  | Base Product | Ultra Low Loss Singlemode MPO12 Unpinned to MPO12 Unpinned 576-Fiber Pre-terminated Trunk Cable, Rollable Ribbon Indoor/Outdoor Central Tube, Low Smoke Zero Halogen/Riser | CommScope® | SYSTIMAX ULL |  | Fiber trunk cable assembly
UJGMPMPRM |  | Base Product | Ultra Low Loss (ULL) Singlemode MPO12 (Unpinned) to MPO12 (Unpinned), Fiber Trunk Cable Assembly, 144-Fiber, Rollable Ribbon Central Tube, Low Smoke Zero Halogen (LSZH)/Riser | CommScope® | SYSTIMAX ULL |  | Fiber trunk cable assembly
UJGMPMPAH |  | Base Product | Ultra Low Loss (ULL) Singlemode MPO (Unpinned) to MPO (Unpinned), Fiber Trunk Cable Assembly, 48-Fiber, Low Smoke Zero Halogen (LSZH)/Riser | CommScope® | SYSTIMAX ULL |  | Fiber trunk cable assembly
UJGMPUCDF |  | Base Product | Ultra Low Loss Singlemode MPO12 Unpinned to Unconnectorized 24-Fiber Pre-terminated Trunk Cable, Indoor/Outdoor, Low Smoke Zero Halogen/Riser | CommScope® | SYSTIMAX ULL |  | Fiber trunk cable assembly
UJGMPMXDK |  | Base Product | Ultra Low Loss (ULL) Singlemode, MPO12 Unpinned to MPO12 Pinned, 72-Fiber Indoor/Outdoor Pre-terminated Trunk Cable, Low Smoke Zero Halogen/Riser | CommScope® | SYSTIMAX ULL |  | Fiber trunk cable assembly
UJGMPMXCG |  | Base Product | Ultra Low Loss ULL TeraSPEED® MPO(Unpinned) to MPO(Pinned) Pre-terminated Trunk Cable, MPO12, 36-Fiber, LSZH, 12 fiber PmP 2.0 mm Dca | CommScope® | SYSTIMAX ULL |  | Fiber trunk cable assembly
UJGMPMXDL |  | Base Product | Ultra Low Loss (ULL) Singlemode, MPO12 Unpinned to MPO12 Pinned, Fiber Trunk Cable Assembly, 96-Fiber, Indoor/Outdoor, Low Smoke Zero Halogen/Riser | CommScope® | SYSTIMAX ULL |  | Fiber trunk cable assembly
UJGMPMXAD |  | Base Product | Ultra Low Loss (ULL) Singlemode MPO12 (Unpinned) to MPO12 (Pinned), Fiber Trunk Cable Assembly, 12-Fiber, Low Smoke Zero Halogen | CommScope® | SYSTIMAX ULL |  | Fiber trunk cable assembly
UJGMXMXAH |  | Base Product | Ultra Low Loss (ULL) Singlemode MPO12 (Pinned) to MPO12 (Pinned), Fiber Trunk Cable Assembly, 48-Fiber, Low Smoke Zero Halogen (LSZH) | CommScope® | SYSTIMAX ULL |  | Fiber trunk cable assembly
UJGMPMXCH |  | Base Product | Ultra Low Loss ULL TeraSPEED® MPO(Unpinned) to MPO(Pinned) Pre-terminated Trunk Cable, MPO12, 48-Fiber, LSZH, 12 fiber PmP 2.0 mm Dca | CommScope® | SYSTIMAX ULL |  | Fiber trunk cable assembly
UJGMPMXRM |  | Base Product | Ultra Low Loss (ULL) Singlemode MPO12 (Unpinned) to MPO12 (Pinned), Fiber Trunk Cable Assembly, 144-Fiber, Rollable Ribbon Central Tube, Low Smoke Zero Halogen (LSZH)/Riser | CommScope® | SYSTIMAX ULL |  | Fiber trunk cable assembly
UJGMPUCSM |  | Base Product | Ultra Low Loss Singlemode MPO12 Unpinned to Unconnectorized 144-Fiber Pre-terminated Trunk Cable, Rollable Ribbon Indoor/Outdoor Central Tube, Low Smoke Zero Halogen/Riser | CommScope® | SYSTIMAX ULL |  | Fiber trunk cable assembly
UJGMPMXAF |  | Base Product | Ultra Low Loss (ULL) Singlemode MPO12 (Unpinned) to MPO12 (Pinned), Fiber Trunk Cable Assembly, 24-Fiber, Low Smoke Zero Halogen (LSZH) | CommScope® | SYSTIMAX ULL |  | Fiber trunk cable assembly
UJGMXMXAK |  | Base Product | Ultra Low Loss (ULL) Singlemode MPO12 (Pinned) to MPO12 (Pinned), Fiber Trunk Cable Assembly, 72-Fiber, Low Smoke Zero Halogen (LSZH) | CommScope® | SYSTIMAX ULL |  | Fiber trunk cable assembly
UJGMPUCDL |  | Base Product | Ultra Low Loss Singlemode MPO12 Unpinned to Unconnectorized 96-Fiber Pre-terminated Trunk Cable, Indoor/Outdoor, Low Smoke Zero Halogen/Riser | CommScope® | SYSTIMAX ULL |  | Fiber trunk cable assembly
UJGMPMXAG |  | Base Product | Ultra Low Loss (ULL) Singlemode MPO12 (Unpinned) to MPO12 (Pinned), Fiber Trunk Cable Assembly, 36-Fiber, Low Smoke Zero Halogen (LSZH) | CommScope® | SYSTIMAX ULL |  | Fiber trunk cable assembly
UJGMPMXRV |  | Base Product | Ultra Low Loss (ULL) Singlemode MPO12 (Unpinned) to MPO12 (Pinned), Fiber Trunk Cable Assembly, 432-Fiber, Rollable Ribbon Central Tube, Low Smoke Zero Halogen/Riser | CommScope® | SYSTIMAX ULL |  | Fiber trunk cable assembly
UJGMXMXAM |  | Base Product | Ultra Low Loss (ULL) Singlemode MPO12 (Pinned) to MPO12 (Pinned), Fiber Trunk Cable Assembly, 144-Fiber, Low Smoke Zero Halogen (LSZH) | CommScope® | SYSTIMAX ULL |  | Fiber trunk cable assembly
UJGMPUCSW |  | Base Product | Ultra Low Loss Singlemode MPO12 Unpinned to Unconnectorized 576-Fiber Pre-terminated Trunk Cable, Rollable Ribbon Indoor/Outdoor Central Tube, Low Smoke Zero Halogen/Riser | CommScope® | SYSTIMAX ULL |  | Fiber trunk cable assembly
UJGMPMXCM |  | Base Product | Ultra Low Loss ULL TeraSPEED® MPO(Unpinned) to MPO(Pinned) Pre-terminated Trunk Cable, MPO12, 144-Fiber, LSZH, 12 fiber PmP 2.0 mm Dca | CommScope® | SYSTIMAX ULL |  | Fiber trunk cable assembly
UJGMPMXAH |  | Base Product | Ultra Low Loss (ULL) Singlemode MPO12 (Unpinned) to MPO12 (Pinned), Fiber Trunk Cable Assembly, 48-Fiber, Low Smoke Zero Halogen (LSZH) | CommScope® | SYSTIMAX ULL |  | Fiber trunk cable assembly
UJGMPUCRP |  | Base Product | Ultra Low Loss (ULL) Singlemode, MPO12 Unpinned to Unconnectorized, Fiber Trunk Cable Assembly, 288-Fiber, Rollable Ribbon Central Tube, Low Smoke Zero Halogen/Riser | CommScope® | SYSTIMAX ULL |  | Fiber trunk cable assembly
UJGMXMXCD |  | Base Product | Ultra Low Loss ULL TeraSPEED® MPO(Pinned) to MPO(Pinned) Pre-terminated Trunk Cable, MPO12, 12-Fiber, LSZH, 12 fiber PmP 2.0 mm Dca | CommScope® | SYSTIMAX ULL |  | Fiber trunk cable assembly
UJGMXMXDD |  | Base Product | Ultra Low Loss (ULL) Singlemode, MPO12 Pinned to MPO12 Pinned, Fiber Trunk Cable Assembly, 12-Fiber, Low Smoke Zero Halogen/Riser | CommScope® | SYSTIMAX ULL |  | Fiber trunk cable assembly
UJGMPUCSX |  | Base Product | Ultra Low Loss Singlemode MPO12 Unpinned to Unconnectorized 864-Fiber Pre-terminated Trunk Cable, Rollable Ribbon Indoor/Outdoor Central Tube, Low Smoke Zero Halogen/Riser | CommScope® | SYSTIMAX ULL |  | Fiber trunk cable assembly
UJGMPMXDD |  | Base Product | Ultra Low Loss (ULL) Singlemode, MPO12 Unpinned to MPO12 Pinned, Fiber Trunk Cable Assembly, 12-Fiber, Low Smoke Zero Halogen/Riser | CommScope® | SYSTIMAX ULL |  | Fiber trunk cable assembly
UJGMPUCAK |  | Base Product | Ultra Low Loss (ULL) Singlemode MPO12 (Unpinned) to Unconnectorized, Fiber Trunk Cable Assembly, 72-Fiber, Low Smoke Zero Halogen/Riser | CommScope® | SYSTIMAX ULL |  | Fiber trunk cable assembly
UJGMPUCAL |  | Base Product | Ultra Low Loss (ULL) Singlemode MPO12 (Unpinned) to Unconnectorized, Fiber Trunk Cable Assembly, 96-Fiber, Low Smoke Zero Halogen/Riser | CommScope® | SYSTIMAX ULL |  | Fiber trunk cable assembly
UJGMPUCSY |  | Base Product | Ultra Low Loss ULL TeraSPEED® MPO (Unpinned) to Unconnectorized Pre-terminated Trunk Cable, MPO12, 1728-Fiber, LSZH/Riser, 12-fiber Rollable Ribbon I/O Central Tube | CommScope® | SYSTIMAX ULL |  | Fiber trunk cable assembly
UJGMXMXAD |  | Base Product | Ultra Low Loss (ULL) Singlemode MPO12 (Pinned) to MPO12 (Pinned), Fiber Trunk Cable Assembly, 12-Fiber, Low Smoke Zero Halogen | CommScope® | SYSTIMAX ULL |  | Fiber trunk cable assembly
UJGMPUCRX |  | Base Product | Ultra Low Loss ULL TeraSPEED® MPO (Unpinned) to Unconnectorized Pre-terminated Trunk Cable, MPO12, 864-Fiber, LSZH/riser, 12-fiber Rollable Ribbon Central Tube | CommScope® | SYSTIMAX ULL |  | Fiber trunk cable assembly
UJGMXMXDK |  | Base Product | Ultra Low Loss (ULL) Singlemode, MPO12 Pinned to MPO12 Pinned, MPO12, Fiber Trunk Cable Assembly, 72-Fiber, Indoor/Outdoor, Low Smoke Zero Halogen/Riser | CommScope® | SYSTIMAX ULL |  | Fiber trunk cable assembly
UJGMXMXCK |  | Base Product | Ultra Low Loss ULL TeraSPEED® MPO(Pinned) to MPO(Pinned) Pre-terminated Trunk Cable, MPO12, 72-Fiber, LSZH, 12 fiber PmP 2.0 mm Dca | CommScope® | SYSTIMAX ULL |  | Fiber trunk cable assembly
UJGMXMXAF |  | Base Product | Ultra Low Loss (ULL) Singlemode MPO12 (Pinned) to MPO12 (Pinned), Fiber Trunk Cable Assembly, 24-Fiber, Low Smoke Zero Halogen (LSZH) | CommScope® | SYSTIMAX ULL |  | Fiber trunk cable assembly
UJGMXMXSM |  | Base Product | Ultra Low Loss (ULL) Singlemode, MPO12 Pinned to MPO12 Pinned, Fiber Trunk Cable Assembly, 144-Fiber, Rollable Ribbon Indoor/Outdoor Central Tube, Low Smoke Zero Halogen/Riser | CommScope® | SYSTIMAX ULL |  | Fiber trunk cable assembly
UJGMXUCDH |  | Base Product | Ultra Low Loss Singlemode MPO12 Pinned to Unconnectorized 48-Fiber Pre-terminated Trunk Cable, Indoor/Outdoor, Low Smoke Zero Halogen/Riser | CommScope® | SYSTIMAX ULL |  | Fiber trunk cable assembly
UJGMXMXAG |  | Base Product | Ultra Low Loss (ULL) Singlemode MPO12 (Pinned) to MPO12 (Pinned), Fiber Trunk Cable Assembly, 36-Fiber, Low Smoke Zero Halogen (LSZH) | CommScope® | SYSTIMAX ULL |  | Fiber trunk cable assembly
UJGMXMXDL |  | Base Product | Ultra Low Loss (ULL) Singlemode, MPO12 Pinned to MPO12 Pinned, Fiber Trunk Cable Assembly, 96-Fiber, Indoor/Outdoor, Low Smoke Zero Halogen/Riser | CommScope® | SYSTIMAX ULL |  | Fiber trunk cable assembly
UJGMXUCCD |  | Base Product | Ultra Low Loss ULL TeraSPEED® MPO(Pinned) to Unconnectorized Pre-terminated Trunk Cable, MPO12, 12-Fiber, LSZH, 12 fiber PmP 2.0 mm Dca | CommScope® | SYSTIMAX ULL |  | Fiber trunk cable assembly
UJGMXMXRM |  | Base Product | Ultra Low Loss (ULL) Singlemode MPO12 (Pinned) to MPO12 (Pinned), Fiber Trunk Cable Assembly, 144-Fiber, Rollable Ribbon Central Tube, Low Smoke Zero Halogen (LSZH)/Riser | CommScope® | SYSTIMAX ULL |  | Fiber trunk cable assembly
UJGQPQXQL |  | Base Product | Ultra Low Loss (ULL) Singlemode MPO8 QSFP (Unpinned) to MPO8 QSFP (Pinned), Fiber Trunk Cable Assembly, 96-Fiber, Low Smoke Zero Halogen | CommScope® | SYSTIMAX ULL |  | Fiber trunk cable assembly
UJGMXUCCF |  | Base Product | Ultra Low Loss ULL TeraSPEED® MPO(Pinned) to Unconnectorized Pre-terminated Trunk Cable, MPO12, 24-Fiber, LSZH, 12 fiber PmP 2.0 mm Dca | CommScope® | SYSTIMAX ULL |  | Fiber trunk cable assembly
UJGQXQXQS |  | Base Product | Ultra Low Loss (ULL) Singlemode MPO8 QSFP (Pinned) to MPO8 QSFP (Pinned), Fiber Trunk Cable Assembly, 32-Fiber, Low Smoke Zero Halogen | CommScope® | SYSTIMAX ULL |  | Fiber trunk cable assembly
UJV2X2XBK |  | Base Product | Ultra Low Loss (ULL) OM5 MPO24 (Pinned) to MPO24 (Pinned), Fiber Trunk Cable Assembly, 72-Fiber, Low Smoke Zero Halogen (LSZH) | CommScope® | SYSTIMAX ULL |  | Fiber trunk cable assembly
UJGQXQXQU |  | Base Product | Ultra Low Loss (ULL) Singlemode MPO8 QSFP (Pinned) to MPO8 QSFP (Pinned), Fiber Trunk Cable Assembly, 64-Fiber, Low Smoke Zero Halogen | CommScope® | SYSTIMAX ULL |  | Fiber trunk cable assembly
UJGMXMXSX |  | Base Product | Ultra Low Loss Singlemode MPO12 Pinned to MPO12 Pinned 864-Fiber Pre-terminated Trunk Cable, Rollable Ribbon Indoor/Outdoor Central Tube, Low Smoke Zero Halogen/Riser | CommScope® | SYSTIMAX ULL |  | Fiber trunk cable assembly
UJV2X2XBL |  | Base Product | Ultra Low Loss (ULL) OM5 MPO24 (Pinned) to MPO24 (Pinned), Fiber Trunk Cable Assembly, 96-Fiber, Low Smoke Zero Halogen (LSZH) | CommScope® | SYSTIMAX ULL |  | Fiber trunk cable assembly
UJGMXUCCG |  | Base Product | Ultra Low Loss ULL TeraSPEED® MPO(Pinned) to Unconnectorized Pre-terminated Trunk Cable, MPO12, 36-Fiber, LSZH, 12 fiber PmP 2.0 mm Dca | CommScope® | SYSTIMAX ULL |  | Fiber trunk cable assembly
UJGMXUCAD |  | Base Product | Ultra Low Loss (ULL) Singlemode MPO12 (Pinned) to Unconnectorized, Fiber Trunk Cable Assembly, 12-Fiber, Low Smoke Zero Halogen/Riser | CommScope® | SYSTIMAX ULL |  | Fiber trunk cable assembly
UJGQPQXQU |  | Base Product | Ultra Low Loss (ULL) Singlemode MPO8 QSFP (Unpinned) to MPO8 QSFP (Pinned), Fiber Trunk Cable Assembly, 64-Fiber, Low Smoke Zero Halogen | CommScope® | SYSTIMAX ULL |  | Fiber trunk cable assembly
UJGMXUCCH |  | Base Product | Ultra Low Loss ULL TeraSPEED® MPO(Pinned) to Unconnectorized Pre-terminated Trunk Cable, MPO12, 48-Fiber, LSZH, 12 fiber PmP 2.0 mm Dca | CommScope® | SYSTIMAX ULL |  | Fiber trunk cable assembly
UJVMPMPCL |  | Base Product | Ultra Low Loss ULL LazrSPEED® 550 OM5 MPO(Unpinned) to MPO(Unpinned) Pre-terminated Trunk Cable, MPO12, 96-Fiber, LSZH, 12 fiber PmP 2.0 mm Dca | CommScope® | SYSTIMAX ULL |  | Fiber trunk cable assembly
UJGMXUCAF |  | Base Product | Ultra Low Loss (ULL) Singlemode MPO12 (Pinned) to Unconnectorized, Fiber Trunk Cable Assembly, 24-Fiber, Low Smoke Zero Halogen/Riser | CommScope® | SYSTIMAX ULL |  | Fiber trunk cable assembly
UJGMXUCCK |  | Base Product | Ultra Low Loss ULL TeraSPEED® MPO(Pinned) to Unconnectorized Pre-terminated Trunk Cable, MPO12, 72-Fiber, LSZH, 12 fiber PmP 2.0 mm Dca | CommScope® | SYSTIMAX ULL |  | Fiber trunk cable assembly
UJGMXUCSX |  | Base Product | Ultra Low Loss Singlemode MPO12 Pinned to Unconnectorized 864-Fiber Pre-terminated Trunk Cable, Rollable Ribbon Indoor/Outdoor Central Tube, Low Smoke Zero Halogen/Riser | CommScope® | SYSTIMAX ULL |  | Fiber trunk cable assembly
UJV2P2XBK |  | Base Product | Ultra Low Loss (ULL) OM5 MPO24 (Unpinned) to MPO24 (Pinned), Fiber Trunk Cable Assembly, 72-Fiber, Low Smoke Zero Halogen (LSZH) | CommScope® | SYSTIMAX ULL |  | Fiber trunk cable assembly
UJGQXQXQF |  | Base Product | Ultra Low Loss (ULL) Singlemode, MPO8 QSFP Pinned to MPO8 QSFP Pinned, Fiber Trunk Cable Assembly, 24-Fiber, Low Smoke Zero Halogen | CommScope® | SYSTIMAX ULL |  | Fiber trunk cable assembly
UJVMPMXAD |  | Base Product | Ultra Low Loss (ULL) OM5 MPO12 (Unpinned) to MPO12 (Pinned), Fiber Trunk Cable Assembly, 12-Fiber, Low Smoke Zero Halogen (LSZH) | CommScope® | SYSTIMAX ULL |  | Fiber trunk cable assembly
UJV2P2XBL |  | Base Product | Ultra Low Loss (ULL) OM5 MPO24 (Unpinned) to MPO24 (Pinned), Fiber Trunk Cable Assembly, 96-Fiber, Low Smoke Zero Halogen (LSZH) | CommScope® | SYSTIMAX ULL |  | Fiber trunk cable assembly
UJGMXUCCM |  | Base Product | Ultra Low Loss ULL TeraSPEED® MPO(Pinned) to Unconnectorized Pre-terminated Trunk Cable, MPO12, 144-Fiber, LSZH, 12 fiber PmP 2.0 mm Dca | CommScope® | SYSTIMAX ULL |  | Fiber trunk cable assembly
UJVMPMXCH |  | Base Product | Ultra Low Loss ULL LazrSPEED® 550 OM5 MPO(Unpinned) to MPO(Pinned) Pre-terminated Trunk Cable, MPO12, 48-Fiber, LSZH, 12 fiber PmP 2.0 mm Dca | CommScope® | SYSTIMAX ULL |  | Fiber trunk cable assembly
UJVMPMXAF |  | Base Product | Ultra Low Loss (ULL) OM5 MPO12 (Unpinned) to MPO12 (Pinned), Fiber Trunk Cable Assembly, 24-Fiber, Low Smoke Zero Halogen (LSZH) | CommScope® | SYSTIMAX ULL |  | Fiber trunk cable assembly
UJGQPQXQ8 |  | Base Product | Ultra Low Loss (ULL) Singlemode MPO8 QSFP (Unpinned) to MPO8 QSFP (Pinned), Fiber Trunk Cable Assembly, 8-Fiber, Low Smoke Zero Halogen | CommScope® | SYSTIMAX ULL |  | Fiber trunk cable assembly
UJVQPQXQH |  | Base Product | Ultra Low Loss (ULL) OM5 MPO QSFP (Unpinned) to MPO QSFP (Pinned), Pre-terminated Trunk Cable, MPO8, 48-Fiber, Low Smoke Zero Halogen (LSZH) | CommScope® | SYSTIMAX ULL |  | Fiber trunk cable assembly
UJVMPMXAG |  | Base Product | Ultra Low Loss (ULL) OM5 MPO12 (Unpinned) to MPO12 (Pinned), Fiber Trunk Cable Assembly, 36-Fiber, Low Smoke Zero Halogen (LSZH) | CommScope® | SYSTIMAX ULL |  | Fiber trunk cable assembly
UJVQXQXQR |  | Base Product | Ultra Low Loss (ULL) OM5 MPO8 QSFP (Pinned) to MPO8 QSFP (Pinned), Fiber Trunk Cable Assembly, 16-Fiber, Low Smoke Zero Halogen (LSZH) | CommScope® | SYSTIMAX ULL |  | Fiber trunk cable assembly
UJVMXUCCF |  | Base Product | Ultra Low Loss ULL LazrSPEED® 550 OM5 MPO(Pinned) to Unconnectorized Pre-terminated Trunk Cable, MPO12, 24-Fiber, LSZH, 12 fiber PmP 2.0 mm Dca | CommScope® | SYSTIMAX ULL |  | Fiber trunk cable assembly
UJVMPMXCL |  | Base Product | Ultra Low Loss ULL LazrSPEED® 550 OM5 MPO(Unpinned) to MPO(Pinned) Pre-terminated Trunk Cable, MPO12, 96-Fiber, LSZH, 12 fiber PmP 2.0 mm Dca | CommScope® | SYSTIMAX ULL |  | Fiber trunk cable assembly
UJX2X2XBL |  | Base Product | Ultra Low Loss (ULL) OM4 MPO24 (Pinned) to MPO24 (Pinned), Fiber Trunk Cable Assembly, 96-Fiber, Low Smoke Zero Halogen (LSZH) | CommScope® | SYSTIMAX ULL |  | Fiber trunk cable assembly
UJVMPMXAH |  | Base Product | Ultra Low Loss (ULL) OM5 MPO12 (Unpinned) to MPO12 (Pinned), Fiber Trunk Cable Assembly, 48-Fiber, Low Smoke Zero Halogen (LSZH) | CommScope® | SYSTIMAX ULL |  | Fiber trunk cable assembly
UJVMXUCCG |  | Base Product | Ultra Low Loss ULL LazrSPEED® 550 OM5 MPO(Pinned) to Unconnectorized Pre-terminated Trunk Cable, MPO12, 36-Fiber, LSZH, 12 fiber PmP 2.0 mm Dca | CommScope® | SYSTIMAX ULL |  | Fiber trunk cable assembly
UJVMPMXCM |  | Base Product | Ultra Low Loss ULL LazrSPEED® 550 OM5 MPO(Unpinned) to MPO(Pinned) Pre-terminated Trunk Cable, MPO12, 144-Fiber, LSZH, 12 fiber PmP 2.0 mm Dca | CommScope® | SYSTIMAX ULL |  | Fiber trunk cable assembly
UJX2X2XBM |  | Base Product | Ultra Low Loss (ULL) OM4 MPO24 (Pinned) to MPO24 (Pinned), Fiber Trunk Cable Assembly, 144-Fiber, Low Smoke Zero Halogen (LSZH) | CommScope® | SYSTIMAX ULL |  | Fiber trunk cable assembly
UJVQPQXQR |  | Base Product | Ultra Low Loss (ULL) OM5 MPO8 QSFP (Unpinned) to MPO8 QSFP (Pinned), Fiber Trunk Cable Assembly, 16-Fiber, Low Smoke Zero Halogen (LSZH) | CommScope® | SYSTIMAX ULL |  | Fiber trunk cable assembly
UJVMXMXAD |  | Base Product | Ultra Low Loss (ULL) OM5 MPO12 (Pinned) to MPO12 (Pinned), Fiber Trunk Cable Assembly, 12-Fiber, Low Smoke Zero Halogen (LSZH) | CommScope® | SYSTIMAX ULL |  | Fiber trunk cable assembly
UJX2P2XBF |  | Base Product | Ultra Low Loss (ULL) OM4 MPO24 (Unpinned) to MPO24 (Pinned), Fiber Trunk Cable Assembly, 24-Fiber, Low Smoke Zero Halogen (LSZH) | CommScope® | SYSTIMAX ULL |  | Fiber trunk cable assembly
UJVMXUCCH |  | Base Product | Ultra Low Loss ULL LazrSPEED® 550 OM5 MPO(Pinned) to Unconnectorized Pre-terminated Trunk Cable, MPO12, 48-Fiber, LSZH, 12 fiber PmP 2.0 mm Dca | CommScope® | SYSTIMAX ULL |  | Fiber trunk cable assembly
UJXMPMXAG |  | Base Product | Ultra Low Loss (ULL) OM4 MPO12 (Unpinned) to MPO12 (Pinned), Fiber Trunk Cable Assembly, 36-Fiber, Low Smoke Zero Halogen (LSZH) | CommScope® | SYSTIMAX ULL |  | Fiber trunk cable assembly
UJVMXMXAF |  | Base Product | Ultra Low Loss (ULL) OM5 MPO12 (Pinned) to MPO12 (Pinned), Fiber Trunk Cable Assembly, 24-Fiber, Low Smoke Zero Halogen (LSZH) | CommScope® | SYSTIMAX ULL |  | Fiber trunk cable assembly
UJVMPMXAL |  | Base Product | Ultra Low Loss (ULL) OM5 MPO12 (Unpinned) to MPO12 (Pinned), Fiber Trunk Cable Assembly, 96-Fiber, Low Smoke Zero Halogen (LSZH) | CommScope® | SYSTIMAX ULL |  | Fiber trunk cable assembly
UJX2P2XBH |  | Base Product | Ultra Low Loss (ULL) OM4 MPO24 (Unpinned) to MPO24 (Pinned), Fiber Trunk Cable Assembly, 48-Fiber, Low Smoke Zero Halogen (LSZH) | CommScope® | SYSTIMAX ULL |  | Fiber trunk cable assembly
UJVMXUCCK |  | Base Product | Ultra Low Loss ULL LazrSPEED® 550 OM5 MPO(Pinned) to Unconnectorized Pre-terminated Trunk Cable, MPO12, 72-Fiber, LSZH, 12 fiber PmP 2.0 mm Dca | CommScope® | SYSTIMAX ULL |  | Fiber trunk cable assembly
UJVMXMXCH |  | Base Product | Ultra Low Loss ULL LazrSPEED® 550 OM5 MPO(Pinned) to MPO(Pinned) Pre-terminated Trunk Cable, MPO12, 48-Fiber, LSZH, 12 fiber PmP 2.0 mm Dca | CommScope® | SYSTIMAX ULL |  | Fiber trunk cable assembly
UJXMPMPCF |  | Base Product | Ultra Low Loss ULL LazrSPEED® 550 MPO(Unpinned) to MPO(Unpinned) Pre-terminated Trunk Cable, MPO12, 24-Fiber, LSZH, 12 fiber PmP 2.0 mm Dca | CommScope® | SYSTIMAX ULL |  | Fiber trunk cable assembly
UJVMXMXAG |  | Base Product | Ultra Low Loss (ULL) OM5 MPO12 (Pinned) to MPO12 (Pinned), Fiber Trunk Cable Assembly, 36-Fiber, Low Smoke Zero Halogen (LSZH) | CommScope® | SYSTIMAX ULL |  | Fiber trunk cable assembly
UJVMPMXAM |  | Base Product | Ultra Low Loss (ULL) OM5, MPO12 Unpinned to MPO12 Pinned, Fiber Trunk Cable Assembly, 144-Fiber, Low Smoke Zero Halogen | CommScope® | SYSTIMAX ULL |  | Fiber trunk cable assembly
UJVMXMXCK |  | Base Product | Ultra Low Loss ULL LazrSPEED® 550 OM5 MPO(Pinned) to MPO(Pinned) Pre-terminated Trunk Cable, MPO12, 72-Fiber, LSZH, 12 fiber PmP 2.0 mm Dca | CommScope® | SYSTIMAX ULL |  | Fiber trunk cable assembly
UJX2P2XBK |  | Base Product | Ultra Low Loss (ULL) OM4 MPO24 (Unpinned) to MPO24 (Pinned), Fiber Trunk Cable Assembly, 72-Fiber, Low Smoke Zero Halogen (LSZH) | CommScope® | SYSTIMAX ULL |  | Fiber trunk cable assembly
UJVMPMXCD |  | Base Product | Ultra Low Loss ULL LazrSPEED® 550 OM5 MPO(Unpinned) to MPO(Pinned) Pre-terminated Trunk Cable, MPO12, 12-Fiber, LSZH, 12 fiber PmP 2.0 mm Dca | CommScope® | SYSTIMAX ULL |  | Fiber trunk cable assembly
UJVQXQXBM |  | Base Product | Ultra Low Loss (ULL) OM5 MPO QSFP (Pinned) to MPO QSFP (Pinned), Pre-terminated Trunk Cable, MPO8, 144-Fiber, Low Smoke Zero Halogen (LSZH)/Riser | CommScope® | SYSTIMAX ULL |  | Fiber trunk cable assembly
UJXMPMXCH |  | Base Product | Ultra Low Loss ULL LazrSPEED® 550 MPO(Unpinned) to MPO(Pinned) Pre-terminated Trunk Cable, MPO12, 48-Fiber, LSZH, 12 fiber PmP 2.0 mm Dca | CommScope® | SYSTIMAX ULL |  | Fiber trunk cable assembly
UJVMXUCCM |  | Base Product | Ultra Low Loss ULL LazrSPEED® 550 OM5 MPO(Pinned) to Unconnectorized Pre-terminated Trunk Cable, MPO12, 144-Fiber, LSZH, 12 fiber PmP 2.0 mm Dca | CommScope® | SYSTIMAX ULL |  | Fiber trunk cable assembly
UJVQXQXQ8 |  | Base Product | Ultra Low Loss (ULL) OM5 MPO8 QSFP (Pinned) to MPO8 QSFP (Pinned), Fiber Trunk Cable Assembly, 8-Fiber, Low Smoke Zero Halogen | CommScope® | SYSTIMAX ULL |  | Fiber trunk cable assembly
UJXMPMPCK |  | Base Product | Ultra Low Loss ULL LazrSPEED® 550 MPO(Unpinned) to MPO(Unpinned) Pre-terminated Trunk Cable, MPO12, 72-Fiber, LSZH, 12 fiber PmP 2.0 mm Dca | CommScope® | SYSTIMAX ULL |  | Fiber trunk cable assembly
UJXMPMXCK |  | Base Product | Ultra Low Loss ULL LazrSPEED® 550 MPO(Unpinned) to MPO(Pinned) Pre-terminated Trunk Cable, MPO12, 72-Fiber, LSZH, 12 fiber PmP 2.0 mm Dca | CommScope® | SYSTIMAX ULL |  | Fiber trunk cable assembly
UJVQPQXBM |  | Base Product | Ultra Low Loss (ULL) OM5 MPO QSFP (Unpinned) to MPO QSFP (Pinned), Pre-terminated Trunk Cable, MPO8, 144-Fiber, Low Smoke Zero Halogen (LSZH)/Riser | CommScope® | SYSTIMAX ULL |  | Fiber trunk cable assembly
UJVQXQXQF |  | Base Product | Ultra Low Loss (ULL) OM5 MPO8 QSFP (Pinned) to MPO8 QSFP (Pinned), Fiber Trunk Cable Assembly, 24-Fiber, Low Smoke Zero Halogen (LSZH) | CommScope® | SYSTIMAX ULL |  | Fiber trunk cable assembly
UJXMPMPCL |  | Base Product | Ultra Low Loss ULL LazrSPEED® 550 MPO(Unpinned) to MPO(Unpinned) Pre-terminated Trunk Cable, MPO12, 96-Fiber, LSZH, 12 fiber PmP 2.0 mm Dca | CommScope® | SYSTIMAX ULL |  | Fiber trunk cable assembly
UJXMPMXCL |  | Base Product | Ultra Low Loss ULL LazrSPEED® 550 MPO(Unpinned) to MPO(Pinned) Pre-terminated Trunk Cable, MPO12, 96-Fiber, LSZH, 12 fiber PmP 2.0 mm Dca | CommScope® | SYSTIMAX ULL |  | Fiber trunk cable assembly
UJXMXUCCG |  | Base Product | Ultra Low Loss ULL LazrSPEED® 550 MPO(Pinned) to Unconnectorized Pre-terminated Trunk Cable, MPO12, 36-Fiber, LSZH, 12 fiber PmP 2.0 mm Dca | CommScope® | SYSTIMAX ULL |  | Fiber trunk cable assembly
UJXQPQXQR |  | Base Product | Ultra Low Loss (ULL) OM4 MPO8 QSFP (Unpinned) to MPO8 QSFP (Pinned), Fiber Trunk Cable Assembly, 16-Fiber, Low Smoke Zero Halogen (LSZH) | CommScope® | SYSTIMAX ULL |  | Fiber trunk cable assembly
UJXMPMPCM |  | Base Product | Ultra Low Loss ULL LazrSPEED® 550 MPO(Unpinned) to MPO(Unpinned) Pre-terminated Trunk Cable, MPO12, 144-Fiber, LSZH, 12 fiber PmP 2.0 mm Dca | CommScope® | SYSTIMAX ULL |  | Fiber trunk cable assembly
UJXMXUCCH |  | Base Product | Ultra Low Loss ULL LazrSPEED® 550 MPO(Pinned) to Unconnectorized Pre-terminated Trunk Cable, MPO12, 48-Fiber, LSZH, 12 fiber PmP 2.0 mm Dca | CommScope® | SYSTIMAX ULL |  | Fiber trunk cable assembly
UJXMXMXCG |  | Base Product | Ultra Low Loss ULL LazrSPEED® 550 MPO(Pinned) to MPO(Pinned) Pre-terminated Trunk Cable, MPO12, 36-Fiber, LSZH, 12 fiber PmP 2.0 mm Dca | CommScope® | SYSTIMAX ULL |  | Fiber trunk cable assembly
UJXMPMXCF |  | Base Product | Ultra Low Loss ULL LazrSPEED® 550 MPO(Unpinned) to MPO(Pinned) Pre-terminated Trunk Cable, MPO12, 24-Fiber, LSZH, 12 fiber PmP 2.0 mm Dca | CommScope® | SYSTIMAX ULL |  | Fiber trunk cable assembly
UJVQXQXQL |  | Base Product | Ultra Low Loss (ULL) OM5, MPO8 QSFP Pinned to MPO8 QSFP Pinned, Fiber Trunk Cable Assembly, 96-Fiber, Low Smoke Zero Halogen | CommScope® | SYSTIMAX ULL |  | Fiber trunk cable assembly
UJXMPMXCG |  | Base Product | Ultra Low Loss ULL LazrSPEED® 550 MPO(Unpinned) to MPO(Pinned) Pre-terminated Trunk Cable, MPO12, 36-Fiber, LSZH, 12 fiber PmP 2.0 mm Dca | CommScope® | SYSTIMAX ULL |  | Fiber trunk cable assembly
UKGMPMPDD |  | Base Product | Ultra Low Loss (ULL) Singlemode, MPO12 Unpinned to MPO12 Unpinned, Fiber Trunk Cable Assembly, 12-Fiber, Low Smoke Zero Halogen/Riser | CommScope® | SYSTIMAX ULL |  | Fiber trunk cable assembly
UKGMPMXDD |  | Base Product | Ultra Low Loss (ULL) Singlemode, MPO12 Unpinned to MPO12 Pinned, Fiber Trunk Cable Assembly, 12-Fiber, Low Smoke Zero Halogen/Riser | CommScope® | SYSTIMAX ULL |  | Fiber trunk cable assembly
UJXQXQXBM |  | Base Product | Ultra Low Loss (ULL) OM4 MPO QSFP (Pinned) to MPO QSFP (Pinned), Pre-terminated Trunk Cable, MPO8, 144-Fiber, Low Smoke Zero Halogen (LSZH)/Riser | CommScope® | SYSTIMAX ULL |  | Fiber trunk cable assembly
UKGMPMPDF |  | Base Product | Ultra Low Loss (ULL) Singlemode, MPO12 Unpinned to MPO12 Unpinned, Fiber Trunk Cable Assembly, 24-Fiber, Indoor/Outdoor Armored, Low Smoke Zero Halogen/Riser | CommScope® | SYSTIMAX ULL |  | Fiber trunk cable assembly
UKGMPUCSX |  | Base Product | Ultra Low Loss Singlemode MPO12 Unpinned to Unconnectorized 864-Fiber Pre-terminated Trunk Cable, Rollable Ribbon Indoor/Outdoor Armored Central Tube, Low Smoke Zero Halogen/Riser | CommScope® | SYSTIMAX ULL |  | Fiber trunk cable assembly
UKGMPMXDF |  | Base Product | Ultra Low Loss (ULL) Singlemode, MPO12 Unpinned to MPO12 Pinned, Fiber Trunk Cable Assembly, 24-Fiber, Indoor/Outdoor Armored, Low Smoke Zero Halogen/Riser | CommScope® | SYSTIMAX ULL |  | Fiber trunk cable assembly
UJXQPQXBM |  | Base Product | Ultra Low Loss (ULL) OM4 MPO QSFP (Unpinned) to MPO QSFP (Pinned), Pre-terminated Trunk Cable, MPO8, 144-Fiber, Low Smoke Zero Halogen (LSZH)/Riser | CommScope® | SYSTIMAX ULL |  | Fiber trunk cable assembly
UJXMXMXAH |  | Base Product | Ultra Low Loss (ULL) OM4 MPO12 (Pinned) to MPO12 (Pinned), Fiber Trunk Cable Assembly, 48-Fiber, Low Smoke Zero Halogen (LSZH) | CommScope® | SYSTIMAX ULL |  | Fiber trunk cable assembly
UKGMPMPDH |  | Base Product | Ultra Low Loss (ULL) Singlemode, MPO12 Unpinned to MPO12 Unpinned, Fiber Trunk Cable Assembly, 48-Fiber, Indoor/Outdoor Armored, Low Smoke Zero Halogen/Riser | CommScope® | SYSTIMAX ULL |  | Fiber trunk cable assembly
UKGMPUCDF |  | Base Product | Ultra Low Loss Singlemode MPO12 Unpinned to Unconnectorized 24-Fiber Pre-terminated Trunk Cable, Indoor/Outdoor Armored, Low Smoke Zero Halogen/Riser | CommScope® | SYSTIMAX ULL |  | Fiber trunk cable assembly
UJXQXQXQF |  | Base Product | Ultra Low Loss (ULL) OM4 MPO8 QSFP (Pinned) to MPO8 QSFP (Pinned), Fiber Trunk Cable Assembly, 24-Fiber, Low Smoke Zero Halogen (LSZH) | CommScope® | SYSTIMAX ULL |  | Fiber trunk cable assembly
UKGMPMPDK |  | Base Product | Ultra Low Loss (ULL) Singlemode, MPO12 Unpinned to MPO12 Unpinned, Fiber Trunk Cable Assembly, 72-Fiber, Indoor/Outdoor Armored, Low Smoke Zero Halogen/Riser | CommScope® | SYSTIMAX ULL |  | Fiber trunk cable assembly
UJXMXMXAK |  | Base Product | Ultra Low Loss (ULL) OM4 MPO12 (Pinned) to MPO12 (Pinned), Fiber Trunk Cable Assembly, 72-Fiber, Low Smoke Zero Halogen (LSZH) | CommScope® | SYSTIMAX ULL |  | Fiber trunk cable assembly
UKGMPUCDH |  | Base Product | Ultra Low Loss Singlemode MPO12 Unpinned to Unconnectorized 48-Fiber Pre-terminated Trunk Cable, Indoor/Outdoor Armored, Low Smoke Zero Halogen/Riser | CommScope® | SYSTIMAX ULL |  | Fiber trunk cable assembly
UKGMPMXDK |  | Base Product | Ultra Low Loss (ULL) Singlemode, MPO12 Unpinned to MPO12 Pinned, Fiber Trunk Cable Assembly, 72-Fiber, Indoor/Outdoor Armored, Low Smoke Zero Halogen/Riser | CommScope® | SYSTIMAX ULL |  | Fiber trunk cable assembly
UJXQXQXQH |  | Base Product | Ultra Low Loss (ULL) OM4 MPO8 QSFP (Pinned) to MPO8 QSFP (Pinned), Fiber Trunk Cable Assembly, 48-Fiber, Low Smoke Zero Halogen (LSZH) | CommScope® | SYSTIMAX ULL |  | Fiber trunk cable assembly
UJXMXMXAL |  | Base Product | Ultra Low Loss (ULL) OM4 MPO12 (Pinned) to MPO12 (Pinned), Fiber Trunk Cable Assembly, 96-Fiber, Low Smoke Zero Halogen (LSZH) | CommScope® | SYSTIMAX ULL |  | Fiber trunk cable assembly
UKGMPMXDL |  | Base Product | Ultra Low Loss (ULL) Singlemode, MPO12 Unpinned to MPO12 Pinned, Fiber Trunk Cable Assembly, 96-Fiber, Indoor/Outdoor Armored, Low Smoke Zero Halogen/Riser | CommScope® | SYSTIMAX ULL |  | Fiber trunk cable assembly
UJXMXUCCD |  | Base Product | Ultra Low Loss ULL LazrSPEED® 550 MPO(Pinned) to Unconnectorized Pre-terminated Trunk Cable, MPO12, 12-Fiber, LSZH, 12 fiber PmP 2.0 mm Dca | CommScope® | SYSTIMAX ULL |  | Fiber trunk cable assembly
UKGMPMPSM |  | Base Product | Ultra Low Loss (ULL) SingleMode, MPO12 Unpinned to MPO12 Unpinned, Fiber Trunk Cable Assembly, 144-Fiber, Rollable Ribbon Indoor/Outdoor Armored Central Tube, Low Smoke Zero Halogen/Riser | CommScope® | SYSTIMAX ULL |  | Fiber trunk cable assembly
UKGMXMXDF |  | Base Product | Ultra Low Loss (ULL) Singlemode, MPO12 Pinned to MPO12 Pinned, Fiber Trunk Cable Assembly, 24-Fiber, Indoor/outdoor Armored, Low Smoke Zero Halogen/Riser | CommScope® | SYSTIMAX ULL |  | Fiber trunk cable assembly
UKGMXMXSW |  | Base Product | Ultra Low Loss Singlemode MPO12 Pinned to MPO12 Pinned 576-Fiber Pre-terminated Trunk Cable, Rollable Ribbon Indoor/Outdoor Armored Central Tube, Low Smoke Zero Halogen/Riser | CommScope® | SYSTIMAX ULL |  | Fiber trunk cable assembly
ULGMXSCCD |  | Base Product | Ultra Low Loss ULL TeraSPEED® MPO(Pinned) to SC/UPC Ruggedized fanout Cable, 12-Fiber, Plenum, 12 fiber PmP 2.0 mm Dca | CommScope® | SYSTIMAX ULL |  | Ruggedized fanout
ULGSASACK |  | Base Product | Ultra Low Loss ULL TeraSPEED® SC/APC to SC/APC Ruggedized fanout Cable, 72-Fiber, Plenum, 12 fiber PmP 2.0 mm Dca | CommScope® | SYSTIMAX ULL |  | Ruggedized fanout
ULVMXLUCF |  | Base Product | Ultra Low Loss ULL LazrSPEED® 550 OM5 MPO(Pinned) to LC/UPC Uniboot Ruggedized fanout Cable, 24-Fiber, Plenum, 12 fiber PmP 2.0 mm Dca | CommScope® | SYSTIMAX ULL |  | Ruggedized fanout
ULVLULUCG |  | Base Product | Ultra Low Loss ULL LazrSPEED® 550 OM5 LC/UPC Uniboot to LC/UPC Uniboot Ruggedized fanout Cable, 36-Fiber, Plenum, 12 fiber PmP 2.0 mm Dca | CommScope® | SYSTIMAX ULL |  | Ruggedized fanout
ULVLCLCCF |  | Base Product | Ultra Low Loss ULL LazrSPEED® 550 OM5 LC/UPC to LC/UPC Ruggedized fanout Cable, 24-Fiber, Plenum, 12 fiber PmP 2.0 mm Dca | CommScope® | SYSTIMAX ULL |  | Ruggedized fanout
ULVMPLCCL |  | Base Product | Ultra Low Loss ULL LazrSPEED® 550 OM5 MPO(Unpinned) to LC/UPC Ruggedized fanout Cable, 96-Fiber, Plenum, 12 fiber PmP 2.0 mm Dca | CommScope® | SYSTIMAX ULL |  | Ruggedized fanout
ULVMXLCCD |  | Base Product | Ultra Low Loss ULL LazrSPEED® 550 OM5 MPO(Pinned) to LC/UPC Ruggedized fanout Cable, 12-Fiber, Plenum, 12 fiber PmP 2.0 mm Dca | CommScope® | SYSTIMAX ULL |  | Ruggedized fanout
ULVMXSCCH |  | Base Product | Ultra Low Loss ULL LazrSPEED® 550 OM5 MPO(Pinned) to SC/UPC Ruggedized fanout Cable, 48-Fiber, Plenum, 12 fiber PmP 2.0 mm Dca | CommScope® | SYSTIMAX ULL |  | Ruggedized fanout
ULVMPLCCM |  | Base Product | Ultra Low Loss ULL LazrSPEED® 550 OM5 MPO(Unpinned) to LC/UPC Ruggedized fanout Cable, 144-Fiber, Plenum, 12 fiber PmP 2.0 mm Dca | CommScope® | SYSTIMAX ULL |  | Ruggedized fanout
ULVMXLUCH |  | Base Product | Ultra Low Loss ULL LazrSPEED® 550 OM5 MPO(Pinned) to LC/UPC Uniboot Ruggedized fanout Cable, 48-Fiber, Plenum, 12 fiber PmP 2.0 mm Dca | CommScope® | SYSTIMAX ULL |  | Ruggedized fanout
ULVLULUCK |  | Base Product | Ultra Low Loss ULL LazrSPEED® 550 OM5 LC/UPC Uniboot to LC/UPC Uniboot Ruggedized fanout Cable, 72-Fiber, Plenum, 12 fiber PmP 2.0 mm Dca | CommScope® | SYSTIMAX ULL |  | Ruggedized fanout
ULVMXLCCF |  | Base Product | Ultra Low Loss ULL LazrSPEED® 550 OM5 MPO(Pinned) to LC/UPC Ruggedized fanout Cable, 24-Fiber, Plenum, 12 fiber PmP 2.0 mm Dca | CommScope® | SYSTIMAX ULL |  | Ruggedized fanout
ULXLULUCF |  | Base Product | Ultra Low Loss ULL LazrSPEED® 550 LC/UPC Uniboot to LC/UPC Uniboot Ruggedized fanout Cable, 24-Fiber, Plenum, 12 fiber PmP 2.0 mm Dca | CommScope® | SYSTIMAX ULL |  | Ruggedized fanout
ULVMXLUCK |  | Base Product | Ultra Low Loss ULL LazrSPEED® 550 OM5 MPO(Pinned) to LC/UPC Uniboot Ruggedized fanout Cable, 72-Fiber, Plenum, 12 fiber PmP 2.0 mm Dca | CommScope® | SYSTIMAX ULL |  | Ruggedized fanout
ULXLCLCCD |  | Base Product | Ultra Low Loss ULL LazrSPEED® 550 LC/UPC to LC/UPC Ruggedized fanout Cable, 12-Fiber, Plenum, 12 fiber PmP 2.0 mm Dca | CommScope® | SYSTIMAX ULL |  | Ruggedized fanout
ULXLULUCG |  | Base Product | Ultra Low Loss ULL LazrSPEED® 550 LC/UPC Uniboot to LC/UPC Uniboot Ruggedized fanout Cable, 36-Fiber, Plenum, 12 fiber PmP 2.0 mm Dca | CommScope® | SYSTIMAX ULL |  | Ruggedized fanout
ULVMXLUCL |  | Base Product | Ultra Low Loss ULL LazrSPEED® 550 OM5 MPO(Pinned) to LC/UPC Uniboot Ruggedized fanout Cable, 96-Fiber, Plenum, 12 fiber PmP 2.0 mm Dca | CommScope® | SYSTIMAX ULL |  | Ruggedized fanout
ULVMPSCCH |  | Base Product | Ultra Low Loss ULL LazrSPEED® 550 OM5 MPO(Unpinned) to SC/UPC Ruggedized fanout Cable, 48-Fiber, Plenum, 12 fiber PmP 2.0 mm Dca | CommScope® | SYSTIMAX ULL |  | Ruggedized fanout
ULXLCLCCF |  | Base Product | Ultra Low Loss ULL LazrSPEED® 550 LC/UPC to LC/UPC Ruggedized fanout Cable, 24-Fiber, Plenum, 12 fiber PmP 2.0 mm Dca | CommScope® | SYSTIMAX ULL |  | Ruggedized fanout
ULXMPSCCF |  | Base Product | Ultra Low Loss ULL LazrSPEED® 550 MPO(Unpinned) to SC/UPC Ruggedized fanout Cable, 24-Fiber, Plenum, 12 fiber PmP 2.0 mm Dca | CommScope® | SYSTIMAX ULL |  | Ruggedized fanout
ULXLULUCH |  | Base Product | Ultra Low Loss ULL LazrSPEED® 550 LC/UPC Uniboot to LC/UPC Uniboot Ruggedized fanout Cable, 48-Fiber, Plenum, 12 fiber PmP 2.0 mm Dca | CommScope® | SYSTIMAX ULL |  | Ruggedized fanout
ULVMXLUCM |  | Base Product | Ultra Low Loss ULL LazrSPEED® 550 OM5 MPO(Pinned) to LC/UPC Uniboot Ruggedized fanout Cable, 144-Fiber, Plenum, 12 fiber PmP 2.0 mm Dca | CommScope® | SYSTIMAX ULL |  | Ruggedized fanout
ULVSCSCCD |  | Base Product | Ultra Low Loss ULL LazrSPEED® 550 OM5 SC/UPC to SC/UPC Ruggedized fanout Cable, 12-Fiber, Plenum, 12 fiber PmP 2.0 mm Dca | CommScope® | SYSTIMAX ULL |  | Ruggedized fanout
ULXLCLCCG |  | Base Product | Ultra Low Loss ULL LazrSPEED® 550 LC/UPC to LC/UPC Ruggedized fanout Cable, 36-Fiber, Plenum, 12 fiber PmP 2.0 mm Dca | CommScope® | SYSTIMAX ULL |  | Ruggedized fanout
ULXMPSCCG |  | Base Product | Ultra Low Loss ULL LazrSPEED® 550 MPO(Unpinned) to SC/UPC Ruggedized fanout Cable, 36-Fiber, Plenum, 12 fiber PmP 2.0 mm Dca | CommScope® | SYSTIMAX ULL |  | Ruggedized fanout
ULVMXLCCK |  | Base Product | Ultra Low Loss ULL LazrSPEED® 550 OM5 MPO(Pinned) to LC/UPC Ruggedized fanout Cable, 72-Fiber, Plenum, 12 fiber PmP 2.0 mm Dca | CommScope® | SYSTIMAX ULL |  | Ruggedized fanout
ULXLULUCK |  | Base Product | Ultra Low Loss ULL LazrSPEED® 550 LC/UPC Uniboot to LC/UPC Uniboot Ruggedized fanout Cable, 72-Fiber, Plenum, 12 fiber PmP 2.0 mm Dca | CommScope® | SYSTIMAX ULL |  | Ruggedized fanout
ULVMXSCCD |  | Base Product | Ultra Low Loss ULL LazrSPEED® 550 OM5 MPO(Pinned) to SC/UPC Ruggedized fanout Cable, 12-Fiber, Plenum, 12 fiber PmP 2.0 mm Dca | CommScope® | SYSTIMAX ULL |  | Ruggedized fanout
ULXLCLCCH |  | Base Product | Ultra Low Loss ULL LazrSPEED® 550 LC/UPC to LC/UPC Ruggedized fanout Cable, 48-Fiber, Plenum, 12 fiber PmP 2.0 mm Dca | CommScope® | SYSTIMAX ULL |  | Ruggedized fanout
ULXMPSCCH |  | Base Product | Ultra Low Loss ULL LazrSPEED® 550 MPO(Unpinned) to SC/UPC Ruggedized fanout Cable, 48-Fiber, Plenum, 12 fiber PmP 2.0 mm Dca | CommScope® | SYSTIMAX ULL |  | Ruggedized fanout
ULVMXLCCL |  | Base Product | Ultra Low Loss ULL LazrSPEED® 550 OM5 MPO(Pinned) to LC/UPC Ruggedized fanout Cable, 96-Fiber, Plenum, 12 fiber PmP 2.0 mm Dca | CommScope® | SYSTIMAX ULL |  | Ruggedized fanout
ULVSCSCCG |  | Base Product | Ultra Low Loss ULL LazrSPEED® 550 OM5 SC/UPC to SC/UPC Ruggedized fanout Cable, 36-Fiber, Plenum, 12 fiber PmP 2.0 mm Dca | CommScope® | SYSTIMAX ULL |  | Ruggedized fanout
ULXMPSCCK |  | Base Product | Ultra Low Loss ULL LazrSPEED® 550 MPO(Unpinned) to SC/UPC Ruggedized fanout Cable, 72-Fiber, Plenum, 12 fiber PmP 2.0 mm Dca | CommScope® | SYSTIMAX ULL |  | Ruggedized fanout
ULVMXLCCM |  | Base Product | Ultra Low Loss ULL LazrSPEED® 550 OM5 MPO(Pinned) to LC/UPC Ruggedized fanout Cable, 144-Fiber, Plenum, 12 fiber PmP 2.0 mm Dca | CommScope® | SYSTIMAX ULL |  | Ruggedized fanout
ULVMXSCCG |  | Base Product | Ultra Low Loss ULL LazrSPEED® 550 OM5 MPO(Pinned) to SC/UPC Ruggedized fanout Cable, 36-Fiber, Plenum, 12 fiber PmP 2.0 mm Dca | CommScope® | SYSTIMAX ULL |  | Ruggedized fanout
ULXLCLCCL |  | Base Product | Ultra Low Loss ULL LazrSPEED® 550 LC/UPC to LC/UPC Ruggedized fanout Cable, 96-Fiber, Plenum, 12 fiber PmP 2.0 mm Dca | CommScope® | SYSTIMAX ULL |  | Ruggedized fanout
ULXMPLUCH |  | Base Product | Ultra Low Loss ULL LazrSPEED® 550 MPO(Unpinned) to LC/UPC Uniboot Ruggedized fanout Cable, 48-Fiber, Plenum, 12 fiber PmP 2.0 mm Dca | CommScope® | SYSTIMAX ULL |  | Ruggedized fanout
ULXMXLUCD |  | Base Product | Ultra Low Loss ULL LazrSPEED® 550 MPO(Pinned) to LC/UPC Uniboot Ruggedized fanout Cable, 12-Fiber, Plenum, 12 fiber PmP 2.0 mm Dca | CommScope® | SYSTIMAX ULL |  | Ruggedized fanout
ULVSCSCCK |  | Base Product | Ultra Low Loss ULL LazrSPEED® 550 OM5 SC/UPC to SC/UPC Ruggedized fanout Cable, 72-Fiber, Plenum, 12 fiber PmP 2.0 mm Dca | CommScope® | SYSTIMAX ULL |  | Ruggedized fanout
ULXMPSCCM |  | Base Product | Ultra Low Loss ULL LazrSPEED® 550 MPO(Unpinned) to SC/UPC Ruggedized fanout Cable, 144-Fiber, Plenum, 12 fiber PmP 2.0 mm Dca | CommScope® | SYSTIMAX ULL |  | Ruggedized fanout
ULXLCLCCM |  | Base Product | Ultra Low Loss ULL LazrSPEED® 550 LC/UPC to LC/UPC Ruggedized fanout Cable, 144-Fiber, Plenum, 12 fiber PmP 2.0 mm Dca | CommScope® | SYSTIMAX ULL |  | Ruggedized fanout
ULXMPLUCK |  | Base Product | Ultra Low Loss ULL LazrSPEED® 550 MPO(Unpinned) to LC/UPC Uniboot Ruggedized fanout Cable, 72-Fiber, Plenum, 12 fiber PmP 2.0 mm Dca | CommScope® | SYSTIMAX ULL |  | Ruggedized fanout
ULXMXLCCD |  | Base Product | Ultra Low Loss ULL LazrSPEED® 550 MPO(Pinned) to LC/UPC Ruggedized fanout Cable, 12-Fiber, Plenum, 12 fiber PmP 2.0 mm Dca | CommScope® | SYSTIMAX ULL |  | Ruggedized fanout
ULXMPLUCL |  | Base Product | Ultra Low Loss ULL LazrSPEED® 550 MPO(Unpinned) to LC/UPC Uniboot Ruggedized fanout Cable, 96-Fiber, Plenum, 12 fiber PmP 2.0 mm Dca | CommScope® | SYSTIMAX ULL |  | Ruggedized fanout
ULXMPLCCF |  | Base Product | Ultra Low Loss ULL LazrSPEED® 550 MPO(Unpinned) to LC/UPC Ruggedized fanout Cable, 24-Fiber, Plenum, 12 fiber PmP 2.0 mm Dca | CommScope® | SYSTIMAX ULL |  | Ruggedized fanout
ULXMXLCCF |  | Base Product | Ultra Low Loss ULL LazrSPEED® 550 MPO(Pinned) to LC/UPC Ruggedized fanout Cable, 24-Fiber, Plenum, 12 fiber PmP 2.0 mm Dca | CommScope® | SYSTIMAX ULL |  | Ruggedized fanout
ULXMPLUCM |  | Base Product | Ultra Low Loss ULL LazrSPEED® 550 MPO(Unpinned) to LC/UPC Uniboot Ruggedized fanout Cable, 144-Fiber, Plenum, 12 fiber PmP 2.0 mm Dca | CommScope® | SYSTIMAX ULL |  | Ruggedized fanout
UNGLFLFCK |  | Base Product | Ultra Low Loss ULL TeraSPEED® LC/UPC G B to LC/UPC G B Ruggedized fanout Cable, 72-Fiber, LSZH, 12 fiber PmP 2.0 mm Dca | CommScope® | SYSTIMAX ULL |  | Ruggedized fanout
ULXMXSCCG |  | Base Product | Ultra Low Loss ULL LazrSPEED® 550 MPO(Pinned) to SC/UPC Ruggedized fanout Cable, 36-Fiber, Plenum, 12 fiber PmP 2.0 mm Dca | CommScope® | SYSTIMAX ULL |  | Ruggedized fanout
UNGLCLCCG |  | Base Product | Ultra Low Loss ULL TeraSPEED® LC/UPC to LC/UPC Ruggedized fanout Cable, 36-Fiber, LSZH, 12 fiber PmP 2.0 mm Dca | CommScope® | SYSTIMAX ULL |  | Ruggedized fanout
ULXMXSCCH |  | Base Product | Ultra Low Loss ULL LazrSPEED® 550 MPO(Pinned) to SC/UPC Ruggedized fanout Cable, 48-Fiber, Plenum, 12 fiber PmP 2.0 mm Dca | CommScope® | SYSTIMAX ULL |  | Ruggedized fanout
UNGLFLFCL |  | Base Product | Ultra Low Loss ULL TeraSPEED® LC/UPC G B to LC/UPC G B Ruggedized fanout Cable, 96-Fiber, LSZH, 12 fiber PmP 2.0 mm Dca | CommScope® | SYSTIMAX ULL |  | Ruggedized fanout
UNGLALACD |  | Base Product | Ultra Low Loss ULL TeraSPEED® LC/APC to LC/APC Ruggedized fanout Cable, 12-Fiber, LSZH, 12 fiber PmP 2.0 mm Dca | CommScope® | SYSTIMAX ULL |  | Ruggedized fanout
ULXSCSCCM |  | Base Product | Ultra Low Loss ULL LazrSPEED® 550 SC/UPC to SC/UPC Ruggedized fanout Cable, 144-Fiber, Plenum, 12 fiber PmP 2.0 mm Dca | CommScope® | SYSTIMAX ULL |  | Ruggedized fanout
UNGLFLFCM |  | Base Product | Ultra Low Loss ULL TeraSPEED® LC/UPC G B to LC/UPC G B Ruggedized fanout Cable, 144-Fiber, LSZH, 12 fiber PmP 2.0 mm Dca | CommScope® | SYSTIMAX ULL |  | Ruggedized fanout
UNGLALACF |  | Base Product | Ultra Low Loss ULL TeraSPEED® LC/APC to LC/APC Ruggedized fanout Cable, 24-Fiber, LSZH, 12 fiber PmP 2.0 mm Dca | CommScope® | SYSTIMAX ULL |  | Ruggedized fanout
UNGMPLACK |  | Base Product | Ultra Low Loss ULL TeraSPEED® MPO(Unpinned) to LC/APC Ruggedized fanout Cable, 72-Fiber, LSZH, 12 fiber PmP 2.0 mm Dca | CommScope® | SYSTIMAX ULL |  | Ruggedized fanout
UNGLCLCCK |  | Base Product | Ultra Low Loss ULL TeraSPEED® LC/UPC to LC/UPC Ruggedized fanout Cable, 72-Fiber, LSZH, 12 fiber PmP 2.0 mm Dca | CommScope® | SYSTIMAX ULL |  | Ruggedized fanout
UNGLULUCG |  | Base Product | Ultra Low Loss ULL TeraSPEED® LC/UPC Uniboot to LC/UPC Uniboot Ruggedized fanout Cable, 36-Fiber, LSZH, 12 fiber PmP 2.0 mm Dca | CommScope® | SYSTIMAX ULL |  | Ruggedized fanout
UNGMPLACL |  | Base Product | Ultra Low Loss ULL TeraSPEED® MPO(Unpinned) to LC/APC Ruggedized fanout Cable, 96-Fiber, LSZH, 12 fiber PmP 2.0 mm Dca | CommScope® | SYSTIMAX ULL |  | Ruggedized fanout
UNGLGLGCF |  | Base Product | Ultra Low Loss ULL TeraSPEED® LC/APC G B to LC/APC G B Ruggedized fanout Cable, 24-Fiber, LSZH, 12 fiber PmP 2.0 mm Dca | CommScope® | SYSTIMAX ULL |  | Ruggedized fanout
UNGLCLCCL |  | Base Product | Ultra Low Loss ULL TeraSPEED® LC/UPC to LC/UPC Ruggedized fanout Cable, 96-Fiber, LSZH, 12 fiber PmP 2.0 mm Dca | CommScope® | SYSTIMAX ULL |  | Ruggedized fanout
ULXMXSCCM |  | Base Product | Ultra Low Loss ULL LazrSPEED® 550 MPO(Pinned) to SC/UPC Ruggedized fanout Cable, 144-Fiber, Plenum, 12 fiber PmP 2.0 mm Dca | CommScope® | SYSTIMAX ULL |  | Ruggedized fanout
UNGLULUCH |  | Base Product | Ultra Low Loss ULL TeraSPEED® LC/UPC Uniboot to LC/UPC Uniboot Ruggedized fanout Cable, 48-Fiber, LSZH, 12 fiber PmP 2.0 mm Dca | CommScope® | SYSTIMAX ULL |  | Ruggedized fanout
UNGMPLACM |  | Base Product | Ultra Low Loss ULL TeraSPEED® MPO(Unpinned) to LC/APC Ruggedized fanout Cable, 144-Fiber, LSZH, 12 fiber PmP 2.0 mm Dca | CommScope® | SYSTIMAX ULL |  | Ruggedized fanout
UNGLULUCL |  | Base Product | Ultra Low Loss ULL TeraSPEED® LC/UPC Uniboot to LC/UPC Uniboot Ruggedized fanout Cable, 96-Fiber, LSZH, 12 fiber PmP 2.0 mm Dca | CommScope® | SYSTIMAX ULL |  | Ruggedized fanout
UNGLALACL |  | Base Product | Ultra Low Loss ULL TeraSPEED® LC/APC to LC/APC Ruggedized fanout Cable, 96-Fiber, LSZH, 12 fiber PmP 2.0 mm Dca | CommScope® | SYSTIMAX ULL |  | Ruggedized fanout
UNGLGLGCK |  | Base Product | Ultra Low Loss ULL TeraSPEED® LC/APC G B to LC/APC G B Ruggedized fanout Cable, 72-Fiber, LSZH, 12 fiber PmP 2.0 mm Dca | CommScope® | SYSTIMAX ULL |  | Ruggedized fanout
UNGMPLCAG |  | Base Product | Ultra Low Loss Singlemode MPO12 Unpinned to LC/UPC 36-Fiber InstaPATCH® 360 Ruggedized Fanout Cable, Low Smoke Zero Halogen | CommScope® | SYSTIMAX InstaPATCH® 360 |  | Ruggedized fanout
UNGLALACM |  | Base Product | Ultra Low Loss ULL TeraSPEED® LC/APC to LC/APC Ruggedized fanout Cable, 144-Fiber, LSZH, 12 fiber PmP 2.0 mm Dca | CommScope® | SYSTIMAX ULL |  | Ruggedized fanout
UNGMPLFCG |  | Base Product | Ultra Low Loss ULL TeraSPEED® MPO(Unpinned) to LC/UPC G B Ruggedized fanout Cable, 36-Fiber, LSZH, 12 fiber PmP 2.0 mm Dca | CommScope® | SYSTIMAX ULL |  | Ruggedized fanout
UNGLULUCM |  | Base Product | Ultra Low Loss ULL TeraSPEED® LC/UPC Uniboot to LC/UPC Uniboot Ruggedized fanout Cable, 144-Fiber, LSZH, 12 fiber PmP 2.0 mm Dca | CommScope® | SYSTIMAX ULL |  | Ruggedized fanout
UNGMPLCAH |  | Base Product | Ultra Low Loss Singlemode MPO12 Unpinned to LC/UPC 48-Fiber InstaPATCH® 360 Ruggedized Fanout Cable, Low Smoke Zero Halogen | CommScope® | SYSTIMAX InstaPATCH® 360 |  | Ruggedized fanout
UNGLFLFCG |  | Base Product | Ultra Low Loss ULL TeraSPEED® LC/UPC G B to LC/UPC G B Ruggedized fanout Cable, 36-Fiber, LSZH, 12 fiber PmP 2.0 mm Dca | CommScope® | SYSTIMAX ULL |  | Ruggedized fanout
UNGLCLCCD |  | Base Product | Ultra Low Loss ULL TeraSPEED® LC/UPC to LC/UPC Ruggedized fanout Cable, 12-Fiber, LSZH, 12 fiber PmP 2.0 mm Dca | CommScope® | SYSTIMAX ULL |  | Ruggedized fanout
UNGMPLFCH |  | Base Product | Ultra Low Loss ULL TeraSPEED® MPO(Unpinned) to LC/UPC G B Ruggedized fanout Cable, 48-Fiber, LSZH, 12 fiber PmP 2.0 mm Dca | CommScope® | SYSTIMAX ULL |  | Ruggedized fanout
UNGMPLCAK |  | Base Product | Ultra Low Loss Singlemode MPO12 Unpinned to LC/UPC 72-Fiber InstaPATCH® 360 Ruggedized Fanout Cable, Low Smoke Zero Halogen | CommScope® | SYSTIMAX InstaPATCH® 360 |  | Ruggedized fanout
UNGMPLCCF |  | Base Product | Ultra Low Loss ULL TeraSPEED® MPO(Unpinned) to LC/UPC Ruggedized fanout Cable, 24-Fiber, LSZH, 12 fiber PmP 2.0 mm Dca | CommScope® | SYSTIMAX ULL |  | Ruggedized fanout
UNGLFLFCH |  | Base Product | Ultra Low Loss ULL TeraSPEED® LC/UPC G B to LC/UPC G B Ruggedized fanout Cable, 48-Fiber, LSZH, 12 fiber PmP 2.0 mm Dca | CommScope® | SYSTIMAX ULL |  | Ruggedized fanout
UNGMPSACF |  | Base Product | Ultra Low Loss ULL TeraSPEED® MPO(Unpinned) to SC/APC Ruggedized fanout Cable, 24-Fiber, LSZH, 12 fiber PmP 2.0 mm Dca | CommScope® | SYSTIMAX ULL |  | Ruggedized fanout
UNGMPSCCK |  | Base Product | Ultra Low Loss ULL TeraSPEED® MPO(Unpinned) to SC/UPC Ruggedized fanout Cable, 72-Fiber, LSZH, 12 fiber PmP 2.0 mm Dca | CommScope® | SYSTIMAX ULL |  | Ruggedized fanout
UNGMPLFCK |  | Base Product | Ultra Low Loss ULL TeraSPEED® MPO(Unpinned) to LC/UPC G B Ruggedized fanout Cable, 72-Fiber, LSZH, 12 fiber PmP 2.0 mm Dca | CommScope® | SYSTIMAX ULL |  | Ruggedized fanout
UNGMXLCCD |  | Base Product | Ultra Low Loss ULL TeraSPEED® MPO(Pinned) to LC/UPC Ruggedized fanout Cable, 12-Fiber, LSZH, 12 fiber PmP 2.0 mm Dca | CommScope® | SYSTIMAX ULL |  | Ruggedized fanout
UNGMPSACG |  | Base Product | Ultra Low Loss ULL TeraSPEED® MPO(Unpinned) to SC/APC Ruggedized fanout Cable, 36-Fiber, LSZH, 12 fiber PmP 2.0 mm Dca | CommScope® | SYSTIMAX ULL |  | Ruggedized fanout
UNGMPLUCF |  | Base Product | Ultra Low Loss ULL TeraSPEED® MPO(Unpinned) to LC/UPC Uniboot Ruggedized fanout Cable, 24-Fiber, LSZH, 12 fiber PmP 2.0 mm Dca | CommScope® | SYSTIMAX ULL |  | Ruggedized fanout
UNGMPSCCL |  | Base Product | Ultra Low Loss ULL TeraSPEED® MPO(Unpinned) to SC/UPC Ruggedized fanout Cable, 96-Fiber, LSZH, 12 fiber PmP 2.0 mm Dca | CommScope® | SYSTIMAX ULL |  | Ruggedized fanout
UNGMPLFCL |  | Base Product | Ultra Low Loss ULL TeraSPEED® MPO(Unpinned) to LC/UPC G B Ruggedized fanout Cable, 96-Fiber, LSZH, 12 fiber PmP 2.0 mm Dca | CommScope® | SYSTIMAX ULL |  | Ruggedized fanout
UNGMPLACG |  | Base Product | Ultra Low Loss ULL TeraSPEED® MPO(Unpinned) to LC/APC Ruggedized fanout Cable, 36-Fiber, LSZH, 12 fiber PmP 2.0 mm Dca | CommScope® | SYSTIMAX ULL |  | Ruggedized fanout
UNGMPSACK |  | Base Product | Ultra Low Loss ULL TeraSPEED® MPO(Unpinned) to SC/APC Ruggedized fanout Cable, 72-Fiber, LSZH, 12 fiber PmP 2.0 mm Dca | CommScope® | SYSTIMAX ULL |  | Ruggedized fanout
UNGMXLCCG |  | Base Product | Ultra Low Loss ULL TeraSPEED® MPO(Pinned) to LC/UPC Ruggedized fanout Cable, 36-Fiber, LSZH, 12 fiber PmP 2.0 mm Dca | CommScope® | SYSTIMAX ULL |  | Ruggedized fanout
UNGMPLFCM |  | Base Product | Ultra Low Loss ULL TeraSPEED® MPO(Unpinned) to LC/UPC G B Ruggedized fanout Cable, 144-Fiber, LSZH, 12 fiber PmP 2.0 mm Dca | CommScope® | SYSTIMAX ULL |  | Ruggedized fanout
UNGMXLGCM |  | Base Product | Ultra Low Loss ULL TeraSPEED® MPO(Pinned) to LC/APC G B Ruggedized fanout Cable, 144-Fiber, LSZH, 12 fiber PmP 2.0 mm Dca | CommScope® | SYSTIMAX ULL |  | Ruggedized fanout
UNGMPLCCK |  | Base Product | Ultra Low Loss ULL TeraSPEED® MPO(Unpinned) to LC/UPC Ruggedized fanout Cable, 72-Fiber, LSZH, 12 fiber PmP 2.0 mm Dca | CommScope® | SYSTIMAX ULL |  | Ruggedized fanout
UNGMXLFCL |  | Base Product | Ultra Low Loss ULL TeraSPEED® MPO(Pinned) to LC/UPC G B Ruggedized fanout Cable, 96-Fiber, LSZH, 12 fiber PmP 2.0 mm Dca | CommScope® | SYSTIMAX ULL |  | Ruggedized fanout
UNGMXLACD |  | Base Product | Ultra Low Loss ULL TeraSPEED® MPO(Pinned) to LC/APC Ruggedized fanout Cable, 12-Fiber, LSZH, 12 fiber PmP 2.0 mm Dca | CommScope® | SYSTIMAX ULL |  | Ruggedized fanout
UNGMXLCCH |  | Base Product | Ultra Low Loss ULL TeraSPEED® MPO(Pinned) to LC/UPC Ruggedized fanout Cable, 48-Fiber, LSZH, 12 fiber PmP 2.0 mm Dca | CommScope® | SYSTIMAX ULL |  | Ruggedized fanout
UNGMPLUCK |  | Base Product | Ultra Low Loss ULL TeraSPEED® MPO(Unpinned) to LC/UPC Uniboot Ruggedized fanout Cable, 72-Fiber, LSZH, 12 fiber PmP 2.0 mm Dca | CommScope® | SYSTIMAX ULL |  | Ruggedized fanout
UNGMPLGCD |  | Base Product | Ultra Low Loss ULL TeraSPEED® MPO(Unpinned) to LC/APC G B Ruggedized fanout Cable, 12-Fiber, LSZH, 12 fiber PmP 2.0 mm Dca | CommScope® | SYSTIMAX ULL |  | Ruggedized fanout
UNGMXLACF |  | Base Product | Ultra Low Loss ULL TeraSPEED® MPO(Pinned) to LC/APC Ruggedized fanout Cable, 24-Fiber, LSZH, 12 fiber PmP 2.0 mm Dca | CommScope® | SYSTIMAX ULL |  | Ruggedized fanout
UNGMPSACM |  | Base Product | Ultra Low Loss ULL TeraSPEED® MPO(Unpinned) to SC/APC Ruggedized fanout Cable, 144-Fiber, LSZH, 12 fiber PmP 2.0 mm Dca | CommScope® | SYSTIMAX ULL |  | Ruggedized fanout
UNGMXLFCM |  | Base Product | Ultra Low Loss ULL TeraSPEED® MPO(Pinned) to LC/UPC G B Ruggedized fanout Cable, 144-Fiber, LSZH, 12 fiber PmP 2.0 mm Dca | CommScope® | SYSTIMAX ULL |  | Ruggedized fanout
UNGMPLGCF |  | Base Product | Ultra Low Loss ULL TeraSPEED® MPO(Unpinned) to LC/APC G B Ruggedized fanout Cable, 24-Fiber, LSZH, 12 fiber PmP 2.0 mm Dca | CommScope® | SYSTIMAX ULL |  | Ruggedized fanout
UNGMXLGCD |  | Base Product | Ultra Low Loss ULL TeraSPEED® MPO(Pinned) to LC/APC G B Ruggedized fanout Cable, 12-Fiber, LSZH, 12 fiber PmP 2.0 mm Dca | CommScope® | SYSTIMAX ULL |  | Ruggedized fanout
UNGMXLUCG |  | Base Product | Ultra Low Loss ULL TeraSPEED® MPO(Pinned) to LC/UPC Uniboot Ruggedized fanout Cable, 36-Fiber, LSZH, 12 fiber PmP 2.0 mm Dca | CommScope® | SYSTIMAX ULL |  | Ruggedized fanout
UNGMXLACH |  | Base Product | Ultra Low Loss ULL TeraSPEED® MPO(Pinned) to LC/APC Ruggedized fanout Cable, 48-Fiber, LSZH, 12 fiber PmP 2.0 mm Dca | CommScope® | SYSTIMAX ULL |  | Ruggedized fanout
UNGMPSCCF |  | Base Product | Ultra Low Loss ULL TeraSPEED® MPO(Unpinned) to SC/UPC Ruggedized fanout Cable, 24-Fiber, LSZH, 12 fiber PmP 2.0 mm Dca | CommScope® | SYSTIMAX ULL |  | Ruggedized fanout
UNGMXLGCF |  | Base Product | Ultra Low Loss ULL TeraSPEED® MPO(Pinned) to LC/APC G B Ruggedized fanout Cable, 24-Fiber, LSZH, 12 fiber PmP 2.0 mm Dca | CommScope® | SYSTIMAX ULL |  | Ruggedized fanout
UNGMPSACD |  | Base Product | Ultra Low Loss ULL TeraSPEED® MPO(Unpinned) to SC/APC Ruggedized fanout Cable, 12-Fiber, LSZH, 12 fiber PmP 2.0 mm Dca | CommScope® | SYSTIMAX ULL |  | Ruggedized fanout
UNGMPLGCH |  | Base Product | Ultra Low Loss ULL TeraSPEED® MPO(Unpinned) to LC/APC G B Ruggedized fanout Cable, 48-Fiber, LSZH, 12 fiber PmP 2.0 mm Dca | CommScope® | SYSTIMAX ULL |  | Ruggedized fanout
UNGMPLCCM |  | Base Product | Ultra Low Loss ULL TeraSPEED® MPO(Unpinned) to LC/UPC Ruggedized fanout Cable, 144-Fiber, LSZH, 12 fiber PmP 2.0 mm Dca | CommScope® | SYSTIMAX ULL |  | Ruggedized fanout
UNGMXLCCL |  | Base Product | Ultra Low Loss ULL TeraSPEED® MPO(Pinned) to LC/UPC Ruggedized fanout Cable, 96-Fiber, LSZH, 12 fiber PmP 2.0 mm Dca | CommScope® | SYSTIMAX ULL |  | Ruggedized fanout
UNGMXSACG |  | Base Product | Ultra Low Loss ULL TeraSPEED® MPO(Pinned) to SC/APC Ruggedized fanout Cable, 36-Fiber, LSZH, 12 fiber PmP 2.0 mm Dca | CommScope® | SYSTIMAX ULL |  | Ruggedized fanout
UNGMXLACL |  | Base Product | Ultra Low Loss ULL TeraSPEED® MPO(Pinned) to LC/APC Ruggedized fanout Cable, 96-Fiber, LSZH, 12 fiber PmP 2.0 mm Dca | CommScope® | SYSTIMAX ULL |  | Ruggedized fanout
UNGMPSCCH |  | Base Product | Ultra Low Loss ULL TeraSPEED® MPO(Unpinned) to SC/UPC Ruggedized fanout Cable, 48-Fiber, LSZH, 12 fiber PmP 2.0 mm Dca | CommScope® | SYSTIMAX ULL |  | Ruggedized fanout
UNGMXSACH |  | Base Product | Ultra Low Loss ULL TeraSPEED® MPO(Pinned) to SC/APC Ruggedized fanout Cable, 48-Fiber, LSZH, 12 fiber PmP 2.0 mm Dca | CommScope® | SYSTIMAX ULL |  | Ruggedized fanout
UNGSCSCCF |  | Base Product | Ultra Low Loss ULL TeraSPEED® SC/UPC to SC/UPC Ruggedized fanout Cable, 24-Fiber, LSZH, 12 fiber PmP 2.0 mm Dca | CommScope® | SYSTIMAX ULL |  | Ruggedized fanout
UNGMXLGCK |  | Base Product | Ultra Low Loss ULL TeraSPEED® MPO(Pinned) to LC/APC G B Ruggedized fanout Cable, 72-Fiber, LSZH, 12 fiber PmP 2.0 mm Dca | CommScope® | SYSTIMAX ULL |  | Ruggedized fanout
UNGMXLUCM |  | Base Product | Ultra Low Loss ULL TeraSPEED® MPO(Pinned) to LC/UPC Uniboot Ruggedized fanout Cable, 144-Fiber, LSZH, 12 fiber PmP 2.0 mm Dca | CommScope® | SYSTIMAX ULL |  | Ruggedized fanout
UNGMXSACL |  | Base Product | Ultra Low Loss ULL TeraSPEED® MPO(Pinned) to SC/APC Ruggedized fanout Cable, 96-Fiber, LSZH, 12 fiber PmP 2.0 mm Dca | CommScope® | SYSTIMAX ULL |  | Ruggedized fanout
UNGMXLGCL |  | Base Product | Ultra Low Loss ULL TeraSPEED® MPO(Pinned) to LC/APC G B Ruggedized fanout Cable, 96-Fiber, LSZH, 12 fiber PmP 2.0 mm Dca | CommScope® | SYSTIMAX ULL |  | Ruggedized fanout
UNGMXLFCF |  | Base Product | Ultra Low Loss ULL TeraSPEED® MPO(Pinned) to LC/UPC G B Ruggedized fanout Cable, 24-Fiber, LSZH, 12 fiber PmP 2.0 mm Dca | CommScope® | SYSTIMAX ULL |  | Ruggedized fanout
UNVLCLCCL |  | Base Product | Ultra Low Loss ULL LazrSPEED® 550 OM5 LC/UPC to LC/UPC Ruggedized fanout Cable, 96-Fiber, LSZH, 12 fiber PmP 2.0 mm Dca | CommScope® | SYSTIMAX ULL |  | Ruggedized fanout
UNGSASACD |  | Base Product | Ultra Low Loss ULL TeraSPEED® SC/APC to SC/APC Ruggedized fanout Cable, 12-Fiber, LSZH, 12 fiber PmP 2.0 mm Dca | CommScope® | SYSTIMAX ULL |  | Ruggedized fanout
UNGMXSACM |  | Base Product | Ultra Low Loss ULL TeraSPEED® MPO(Pinned) to SC/APC Ruggedized fanout Cable, 144-Fiber, LSZH, 12 fiber PmP 2.0 mm Dca | CommScope® | SYSTIMAX ULL |  | Ruggedized fanout
UNGSCSCCH |  | Base Product | Ultra Low Loss ULL TeraSPEED® SC/UPC to SC/UPC Ruggedized fanout Cable, 48-Fiber, LSZH, 12 fiber PmP 2.0 mm Dca | CommScope® | SYSTIMAX ULL |  | Ruggedized fanout
UNVMPLCCH |  | Base Product | Ultra Low Loss ULL LazrSPEED® 550 OM5 MPO(Unpinned) to LC/UPC Ruggedized fanout Cable, 48-Fiber, LSZH, 12 fiber PmP 2.0 mm Dca | CommScope® | SYSTIMAX ULL |  | Ruggedized fanout
UNGMXLFCG |  | Base Product | Ultra Low Loss ULL TeraSPEED® MPO(Pinned) to LC/UPC G B Ruggedized fanout Cable, 36-Fiber, LSZH, 12 fiber PmP 2.0 mm Dca | CommScope® | SYSTIMAX ULL |  | Ruggedized fanout
UNVLCLCCM |  | Base Product | Ultra Low Loss ULL LazrSPEED® 550 OM5 LC/UPC to LC/UPC Ruggedized fanout Cable, 144-Fiber, LSZH, 12 fiber PmP 2.0 mm Dca | CommScope® | SYSTIMAX ULL |  | Ruggedized fanout
UNGSCSCCK |  | Base Product | Ultra Low Loss ULL TeraSPEED® SC/UPC to SC/UPC Ruggedized fanout Cable, 72-Fiber, LSZH, 12 fiber PmP 2.0 mm Dca | CommScope® | SYSTIMAX ULL |  | Ruggedized fanout
UNGMXSCCD |  | Base Product | Ultra Low Loss ULL TeraSPEED® MPO(Pinned) to SC/UPC Ruggedized fanout Cable, 12-Fiber, LSZH, 12 fiber PmP 2.0 mm Dca | CommScope® | SYSTIMAX ULL |  | Ruggedized fanout
UNGSCSCCL |  | Base Product | Ultra Low Loss ULL TeraSPEED® SC/UPC to SC/UPC Ruggedized fanout Cable, 96-Fiber, LSZH, 12 fiber PmP 2.0 mm Dca | CommScope® | SYSTIMAX ULL |  | Ruggedized fanout
UNGSASACG |  | Base Product | Ultra Low Loss ULL TeraSPEED® SC/APC to SC/APC Ruggedized fanout Cable, 36-Fiber, LSZH, 12 fiber PmP 2.0 mm Dca | CommScope® | SYSTIMAX ULL |  | Ruggedized fanout
UNGMXSCCG |  | Base Product | Ultra Low Loss ULL TeraSPEED® MPO(Pinned) to SC/UPC Ruggedized fanout Cable, 36-Fiber, LSZH, 12 fiber PmP 2.0 mm Dca | CommScope® | SYSTIMAX ULL |  | Ruggedized fanout
UNGSASACH |  | Base Product | Ultra Low Loss ULL TeraSPEED® SC/APC to SC/APC Ruggedized fanout Cable, 48-Fiber, LSZH, 12 fiber PmP 2.0 mm Dca | CommScope® | SYSTIMAX ULL |  | Ruggedized fanout
UNVLCLCCD |  | Base Product | Ultra Low Loss ULL LazrSPEED® 550 OM5 LC/UPC to LC/UPC Ruggedized fanout Cable, 12-Fiber, LSZH, 12 fiber PmP 2.0 mm Dca | CommScope® | SYSTIMAX ULL |  | Ruggedized fanout
UNVLULUCG |  | Base Product | Ultra Low Loss ULL LazrSPEED® 550 OM5 LC/UPC Uniboot to LC/UPC Uniboot Ruggedized fanout Cable, 36-Fiber, LSZH, 12 fiber PmP 2.0 mm Dca | CommScope® | SYSTIMAX ULL |  | Ruggedized fanout
UNGMXSCCH |  | Base Product | Ultra Low Loss ULL TeraSPEED® MPO(Pinned) to SC/UPC Ruggedized fanout Cable, 48-Fiber, LSZH, 12 fiber PmP 2.0 mm Dca | CommScope® | SYSTIMAX ULL |  | Ruggedized fanout
UNVMPLUCD |  | Base Product | Ultra Low Loss ULL LazrSPEED® 550 OM5 MPO(Unpinned) to LC/UPC Uniboot Ruggedized fanout Cable, 12-Fiber, LSZH, 12 fiber PmP 2.0 mm Dca | CommScope® | SYSTIMAX ULL |  | Ruggedized fanout
UNVMPSCCF |  | Base Product | Ultra Low Loss ULL LazrSPEED® 550 OM5 MPO(Unpinned) to SC/UPC Ruggedized fanout Cable, 24-Fiber, LSZH, 12 fiber PmP 2.0 mm Dca | CommScope® | SYSTIMAX ULL |  | Ruggedized fanout
UNVMPLUCF |  | Base Product | Ultra Low Loss ULL LazrSPEED® 550 OM5 MPO(Unpinned) to LC/UPC Uniboot Ruggedized fanout Cable, 24-Fiber, LSZH, 12 fiber PmP 2.0 mm Dca | CommScope® | SYSTIMAX ULL |  | Ruggedized fanout
UNVMXLCCL |  | Base Product | Ultra Low Loss ULL LazrSPEED® 550 OM5 MPO(Pinned) to LC/UPC Ruggedized fanout Cable, 96-Fiber, LSZH, 12 fiber PmP 2.0 mm Dca | CommScope® | SYSTIMAX ULL |  | Ruggedized fanout
UNGSASACM |  | Base Product | Ultra Low Loss ULL TeraSPEED® SC/APC to SC/APC Ruggedized fanout Cable, 144-Fiber, LSZH, 12 fiber PmP 2.0 mm Dca | CommScope® | SYSTIMAX ULL |  | Ruggedized fanout
UNVMPLUCH |  | Base Product | Ultra Low Loss ULL LazrSPEED® 550 OM5 MPO(Unpinned) to LC/UPC Uniboot Ruggedized fanout Cable, 48-Fiber, LSZH, 12 fiber PmP 2.0 mm Dca | CommScope® | SYSTIMAX ULL |  | Ruggedized fanout
UNVMPSCCH |  | Base Product | Ultra Low Loss ULL LazrSPEED® 550 OM5 MPO(Unpinned) to SC/UPC Ruggedized fanout Cable, 48-Fiber, LSZH, 12 fiber PmP 2.0 mm Dca | CommScope® | SYSTIMAX ULL |  | Ruggedized fanout
UNVMXLUCD |  | Base Product | Ultra Low Loss ULL LazrSPEED® 550 OM5 MPO(Pinned) to LC/UPC Uniboot Ruggedized fanout Cable, 12-Fiber, LSZH, 12 fiber PmP 2.0 mm Dca | CommScope® | SYSTIMAX ULL |  | Ruggedized fanout
UNVMPSCCK |  | Base Product | Ultra Low Loss ULL LazrSPEED® 550 OM5 MPO(Unpinned) to SC/UPC Ruggedized fanout Cable, 72-Fiber, LSZH, 12 fiber PmP 2.0 mm Dca | CommScope® | SYSTIMAX ULL |  | Ruggedized fanout
URVQPMXHF |  | Base Product | Ultra Low Loss OM5, MPO8 QSFP (Unpinned) to MPO12 (Pinned), Fiber Extension Cable Assembly, 24-Fiber, Low Smoke Zero Halogen | CommScope® | SYSTIMAX ULL |  | Fiber array cable assembly
URV2PLUHF |  | Base Product | Ultra Low Loss OM5 MPO24 Unpinned to LC/UPC Uniboot 24-Fiber Low Smoke Zero Halogen/Riser Array Cord | CommScope® | SYSTIMAX ULL |  | Fiber array cable assembly
URXMPLCGD |  | Base Product | Ultra Low Loss (ULL) OM4 MPO12 (Unpinned) to LC/UPC, Fiber Extension Cable Assembly, 12-Fiber, Low Smoke Zero Halogen | CommScope® | SYSTIMAX ULL |  | Fiber array cable assembly
URV2C2PHF |  | Base Product | Ultra Low Loss (ULL) OM5, MPO24 (Unpinned) to MPO24 (Unpinned), 24-Fiber, Low Smoke Zero Halogen (LSZH) Patchcord | CommScope® | SYSTIMAX ULL |  | Fiber array cable assembly
URVMPMXGD |  | Base Product | Ultra Low Loss (ULL) OM5 MPO12 (Unpinned) to MPO12 (Pinned), Fiber Extension Cable Assembly, 12-Fiber, Low Smoke Zero Halogen | CommScope® | SYSTIMAX ULL |  | Fiber array cable assembly
URX2PLCHF |  | Base Product | Ultra Low Loss OM4 MPO24 Unpinned to LC/UPC 24-Fiber Low Smoke Zero Halogen Array Cord | CommScope® | SYSTIMAX ULL |  | Fiber array cable assembly
URV2PQPHF |  | Base Product | Ultra Low Loss OM5, MPO24 (Unpinned) to MPO8 QSFP (Unpinned), Fiber Extension Cable Assembly, 24-Fiber, Low Smoke Zero Halogen | CommScope® | SYSTIMAX ULL |  | Fiber array cable assembly
URV2C2XHF |  | Base Product | Ultra Low Loss (ULL) OM5, MPO24 (Unpinned) to MPO24 (Pinned), 24-Fiber, Low Smoke Zero Halogen (LSZH) Patchcord | CommScope® | SYSTIMAX ULL |  | Fiber array cable assembly
URVMXLCGD |  | Base Product | Ultra Low Loss (ULL) OM5 MPO12 (Pinned) to LC/UPC, Fiber Extension Cable Assembly, 12-Fiber, Low Smoke Zero Halogen | CommScope® | SYSTIMAX ULL |  | Fiber array cable assembly
URVQXLCJ8 |  | Base Product | Ultra Low Loss OM5 MPO8 Pinned to LC/UPC 8-Fiber Low Smoke Zero Halogen Array Cord | CommScope® | SYSTIMAX ULL |  | Fiber array cable assembly
URXQPLUJ8 |  | Base Product | Ultra Low Loss OM4 MPO8 Unpinned to LC/UPC Uniboot 8-Fiber Low Smoke Zero Halogen/Riser Array Cord | CommScope® | SYSTIMAX ULL |  | Fiber array cable assembly
URV2XLCHF |  | Base Product | Ultra Low Loss OM5 MPO24 Pinned to LC/UPC 24-Fiber Low Smoke Zero Halogen Array Cord | CommScope® | SYSTIMAX ULL |  | Fiber array cable assembly
URX2X2XHF |  | Base Product | Ultra Low Loss (ULL) OM4 MPO/24 (Pinned) to MPO/24 (Pinned), 24-Fiber, Low Smoke Zero Halogen (LSZH) / Riser | CommScope® | SYSTIMAX ULL |  | Fiber array cable assembly
URXMPMXGD |  | Base Product | Ultra Low Loss (ULL) OM4 MPO12 (Unpinned) to MPO12 (Pinned), Fiber Extension Cable Assembly, 12-Fiber, Low Smoke Zero Halogen | CommScope® | SYSTIMAX ULL |  | Fiber array cable assembly
URV2XLUHF |  | Base Product | Ultra Low Loss OM5 MPO24 Pinned to LC/UPC Uniboot 24-Fiber Low Smoke Zero Halogen/Riser Array Cord | CommScope® | SYSTIMAX ULL |  | Fiber array cable assembly
URX2C2PHF |  | Base Product | Ultra Low Loss (ULL) OM4, MPO24 (Unpinned) to MPO24 (Unpinned), 24-Fiber, Low Smoke Zero Halogen (LSZH) Patchcord | CommScope® | SYSTIMAX ULL |  | Fiber array cable assembly
URV2XQPHF |  | Base Product | Ultra Low Loss OM5, MPO24 (Pinned) to MPO8 QSFP (Unpinned), Fiber Extension Cable Assembly, 24-Fiber, Low Smoke Zero Halogen | CommScope® | SYSTIMAX ULL |  | Fiber array cable assembly
URX2C2XHF |  | Base Product | Ultra Low Loss (ULL) OM4, MPO24 (Unpinned) to MPO24 (Pinned), 24-Fiber, Low Smoke Zero Halogen (LSZH) Patchcord | CommScope® | SYSTIMAX ULL |  | Fiber array cable assembly
URXMXLCGD |  | Base Product | Ultra Low Loss (ULL) OM4 MPO12 (Pinned) to LC/UPC, Fiber Extension Cable Assembly, 12-Fiber, Low Smoke Zero Halogen | CommScope® | SYSTIMAX ULL |  | Fiber array cable assembly
URXQPQPHF |  | Base Product | Ultra Low Loss (ULL) LazrSPEED® 550 OM4, MPO/8 (Unpinned) to MPO/8 (Unpinned), 24-Fiber, LSZH array cord | CommScope® | SYSTIMAX ULL |  | Fiber array cable assembly
URVMFMFGD |  | Base Product | Ultra Low Loss (ULL) OM5 MPO12 (Unpinned) Polarity and Gender Changeable, Fiber Extension Cable Assembly, 12-Fiber, Low Smoke Zero Halogen | CommScope® | SYSTIMAX ULL |  | Fiber array cable assembly
URXMXLUGD |  | Base Product | Ultra Low Loss OM4 MPO12 Pinned to LC/UPC Uniboot 12-Fiber Low Smoke Zero Halogen/Riser Array Cord | CommScope® | SYSTIMAX ULL |  | Fiber array cable assembly
URVQPLUJ8 |  | Base Product | Ultra Low Loss OM5 MPO8 Unpinned to LC/UPC Uniboot 8-Fiber Low Smoke Zero Halogen/Riser Array Cord | CommScope® | SYSTIMAX ULL |  | Fiber array cable assembly
URXMXMXGD |  | Base Product | Ultra Low Loss (ULL) OM4 MPO12 (Pinned) to MPO12 (Pinned), Fiber Extension Cable Assembly, 12-Fiber, Low Smoke Zero Halogen | CommScope® | SYSTIMAX ULL |  | Fiber array cable assembly
URXQPQXHF |  | Base Product | Ultra Low Loss (ULL) LazrSPEED® 550 OM4, MPO/8 (Unpinned) to MPO/8 (Pinned), 24-Fiber,LSZH array cord | CommScope® | SYSTIMAX ULL |  | Fiber array cable assembly
URXMXMXHF |  | Base Product | Ultra Low Loss (ULL) LazrSPEED® 550 OM4, MPO/12(Pinned) to MPO/12(Pinned), 24-Fiber, LSZH array cord | CommScope® | SYSTIMAX ULL |  | Fiber array cable assembly
URXQPQXJ8 |  | Base Product | Ultra Low Loss (ULL) OM4 MPO8 (Unpinned) to MPO8 (Pinned), Fiber Extension Cable Assembly, 8-Fiber, Low Smoke Zero Halogen | CommScope® | SYSTIMAX ULL |  | Fiber array cable assembly
URXQXLCJ8 |  | Base Product | Ultra Low Loss (ULL) OM4 MPO8 (Pinned) to LC/UPC, Fiber Extension Cable Assembly, 8-Fiber, Low Smoke Zero Halogen | CommScope® | SYSTIMAX ULL |  | Fiber array cable assembly
ACGSGUCN1 |  | Base Product | Singlemode SC/APC to Stub, Fiber Pigtail, Simplex 0.6 mm, Low Smoke Zero Halogen | CommScope® |  | ACG | Fiber pigtail ¦ jacketed
AFGLGLGL1 |  | Base Product | Fiber Patch Cord, Singlemode G.657.A2, Grade B, LC/APC to LC/APC, Simplex, 1.6 mm LSZH jacket | CommScope® |  | AFG | Fiber patch cord ¦ simplex
AFGLFLFL1 |  | Base Product | Fiber Patch Cord, Singlemode G.657.A2, Grade B, LC/UPC to LC/UPC, Simplex, 1.6 mm LSZH jacket | CommScope® |  | AFG | Fiber patch cord ¦ simplex
AFGLGSFL1 |  | Base Product | Fiber Patch Cord, Singlemode G.657.A2, Grade B, LC/APC to SC/UPC, Simplex, 1.6 mm LSZH jacket | CommScope® |  | AFG | Fiber patch cord ¦ simplex
ACGLFUCN1 |  | Base Product | Singlemode LC/UPC to Stub, Fiber Pigtail, Simplex 0.6 mm, Low Smoke Zero Halogen | CommScope® |  | ACG | Fiber pigtail ¦ unjacketed
AFGLFLGL1 |  | Base Product | Fiber Patch Cord, Singlemode G.657.A2, Grade B, LC/UPC to LC/APC, Simplex, 1.6 mm LSZH jacket | CommScope® |  | AFG | Fiber patch cord ¦ simplex
AFGLGSFM2 |  | Base Product | Fiber Patch Cord, Singlemode G.657.A2, Grade B, LC/APC to SC/UPC, Duplex, 1.6 mm LSZH jacket | CommScope® |  | AFG | Fiber patch cord ¦ duplex
ACGLFUCNC |  | Base Product | Singlemode LC/UPC to Stub, Fiber Pigtail 0.6 mm, 12-Fiber, Low Smoke Zero Halogen | CommScope® |  | ACG | Fiber pigtail ¦ unjacketed
AFGLFSFL1 |  | Base Product | Fiber Patch Cord, Singlemode G.657.A2, Grade B, LC/UPC to SC/UPC, Simplex, 1.6 mm LSZH jacket | CommScope® |  | AFG | Fiber patch cord ¦ simplex
AFGLGSGM2 |  | Base Product | Fiber Patch Cord, Singlemode G.657.A2, Grade B, LC/APC to SC/APC, Duplex, 1.6 mm LSZH jacket | CommScope® |  | AFG | Fiber patch cord ¦ duplex
AFGSFSFL1 |  | Base Product | Fiber Patch Cord, Singlemode G.657.A2, Grade B, SC/UPC to SC/UPC, Simplex, 1.6 mm LSZH jacket | CommScope® |  | AFG | Fiber patch cord ¦ simplex
AFGSFSGL1 |  | Base Product | Fiber Patch Cord, Singlemode G.657.A2, Grade B, SC/UPC to SC/APC, Simplex, 1.6 mm LSZH jacket | CommScope® |  | AFG | Fiber patch cord ¦ simplex
ACGSFUCNC |  | Base Product | Singlemode SC/UPC to Stub, Fiber Pigtail 0.6mm, 12-Fiber, Low Smoke Zero Halogen | CommScope® |  | ACG | Fiber pigtail ¦ unjacketed
CDSSD | IP6A-12PFTP-1LK12-1LK12 | Base Product | InstaPATCH® Cu GigaSPEED X10D® F/UTP Plenum Copper Cable, dual row OneLink 2x6 to dual row OneLink 2x6, 12 links | CommScope® | GigaSPEED X10D® ¦ InstaPATCH® Cu |  | Copper trunk cable assembly
CEABD | IP6A-12RFTP-O1S-O2S | Base Product | InstaPATCH® Cu GigaSPEED X10D® F/UTP Riser Copper Cable, single row standard density outlet to dual row standard density outlet, 12 links | CommScope® | GigaSPEED X10D® ¦ InstaPATCH® Cu |  | Copper trunk cable assembly
CEATC | IP6A-08RFTP-O1S-1LK08 | Base Product | InstaPATCH® Cu GigaSPEED X10D® F/UTP Riser Copper Cable, single row standard density outlet to dual row OneLink 2x4, 8 links | CommScope® | GigaSPEED X10D® ¦ InstaPATCH® Cu |  | Copper trunk cable assembly
CEBAD | IP6A-12RFTP-O2S-O1S | Base Product | InstaPATCH® Cu GigaSPEED X10D® F/UTP Riser Copper Cable, dual row standard density outlet to single row standard density outlet, 12 links | CommScope® | GigaSPEED X10D® ¦ InstaPATCH® Cu |  | Copper trunk cable assembly
CEATE | IP6A-16RFTP-O1S-1LK08 | Base Product | InstaPATCH® Cu GigaSPEED X10D® F/UTP Riser Copper Cable, single row standard density outlet to dual row OneLink 2x4, 16 links | CommScope® | GigaSPEED X10D® ¦ InstaPATCH® Cu |  | Copper trunk cable assembly
CDSXD | IP6A-12PFTP-1LK12-BLUNT | Base Product | InstaPATCH® Cu GigaSPEED X10D® F/UTP Plenum Copper Cable, dual row OneLink 2x6 to unterminated, 12 links | CommScope® | GigaSPEED X10D® ¦ InstaPATCH® Cu |  | Copper trunk cable assembly
CEBBB | IP6A-06RFTP-O2S-O2S | Base Product | InstaPATCH® Cu GigaSPEED X10D® F/UTP Riser Copper Cable, dual row standard density outlet to dual row standard density outlet, 6 links | CommScope® | GigaSPEED X10D® ¦ InstaPATCH® Cu |  | Copper trunk cable assembly
CDAXC | IP6A-08PFTP-O1S-BLUNT | Base Product | InstaPATCH® Cu GigaSPEED X10D® F/UTP Plenum Copper Cable, single row standard density outlet to unterminated, 8 links | CommScope® | GigaSPEED X10D® ¦ InstaPATCH® Cu |  | Copper trunk cable assembly
CDAXG | IP6A-24PFTP-O1S-BLUNT | Base Product | InstaPATCH® Cu GigaSPEED X10D® F/UTP Plenum Copper Cable, single row standard density outlet to unterminated, 24 links | CommScope® | GigaSPEED X10D® ¦ InstaPATCH® Cu |  | Copper trunk cable assembly
CDBAB | IP6A-06PFTP-O2S-O1S | Base Product | InstaPATCH® Cu GigaSPEED X10D® F/UTP Plenum Copper Cable, dual row standard density outlet to single row standard density outlet, 6 links | CommScope® | GigaSPEED X10D® ¦ InstaPATCH® Cu |  | Copper trunk cable assembly
CEAXD | IP6A-12RFTP-O1S-BLUNT | Base Product | InstaPATCH® Cu GigaSPEED X10D® F/UTP Riser Copper Cable, single row standard density outlet to unterminated, 12 links | CommScope® | GigaSPEED X10D® ¦ InstaPATCH® Cu |  | Copper trunk cable assembly
CDBAC | IP6A-08PFTP-O2S-O1S | Base Product | InstaPATCH® Cu GigaSPEED X10D® F/UTP Plenum Copper Cable, dual row standard density outlet to single row standard density outlet, 8 links | CommScope® | GigaSPEED X10D® ¦ InstaPATCH® Cu |  | Copper trunk cable assembly
CDBAD | IP6A-12PFTP-O2S-O1S | Base Product | InstaPATCH® Cu GigaSPEED X10D® F/UTP Plenum Copper Cable, dual row standard density outlet to single row standard density outlet, 12 links | CommScope® | GigaSPEED X10D® ¦ InstaPATCH® Cu |  | Copper trunk cable assembly
CECJG | IP6A-24RFTP-O2H-PG2H | Base Product | InstaPATCH® Cu GigaSPEED X10D® F/UTP Riser Preterminated Copper Cable, dual row high density outlet to dual row high density RJ45 plug, 24 links | CommScope® | GigaSPEED X10D® ¦ InstaPATCH® Cu |  | Copper trunk cable assembly
CEGGB | IP6A-06RFTP-PG1S-PG1S | Base Product | InstaPATCH® Cu GigaSPEED X10D® F/UTP Riser Preterminated Copper Cable, single row standard density RJ45 plug to single row standard density RJ45 plug, 6 links | CommScope® | GigaSPEED X10D® ¦ InstaPATCH® Cu |  | Copper trunk cable assembly
CDTXC | IP6A-08PFTP-1LK08-BLUNT | Base Product | InstaPATCH® Cu GigaSPEED X10D® F/UTP Plenum Copper Cable, dual row OneLink 2x4 to unterminated, 8 links | CommScope® | GigaSPEED X10D® ¦ InstaPATCH® Cu |  | Copper trunk cable assembly
CEAJG | IP6A-24RFTP-O1S-PG2H | Base Product | InstaPATCH® Cu GigaSPEED X10D® F/UTP Riser Preterminated Copper Cable, single row standard density outlet to dual row high density RJ45 plug, 24 links | CommScope® | GigaSPEED X10D® ¦ InstaPATCH® Cu |  | Copper trunk cable assembly
CEHSD | IP6A-12RFTP-PG2S-1LK12 | Base Product | InstaPATCH® Cu GigaSPEED X10D® F/UTP Riser Preterminated Copper Cable, dual row standard density RJ45 plug to dual row OneLink 2x6, 12 links | CommScope® | GigaSPEED X10D® ¦ InstaPATCH® Cu |  | Copper trunk cable assembly
CEAAB | IP6A-06RFTP-O1S-O1S | Base Product | InstaPATCH® Cu GigaSPEED X10D® F/UTP Riser Copper Cable, single row standard density outlet to single row standard density outlet, 6 links | CommScope® | GigaSPEED X10D® ¦ InstaPATCH® Cu |  | Copper trunk cable assembly
CDBHG | IP6A-24PFTP-O2S-PG2S | Base Product | InstaPATCH® Cu GigaSPEED X10D® F/UTP Plenum Preterminated Copper Cable, dual row standard density outlet to dual row standard density RJ45 plug, 24 links | CommScope® | GigaSPEED X10D® ¦ InstaPATCH® Cu |  | Copper trunk cable assembly
CEAAC | IP6A-08RFTP-O1S-O1S | Base Product | InstaPATCH® Cu GigaSPEED X10D® F/UTP Riser Copper Cable, single row standard density outlet to single row standard density outlet, 8 links | CommScope® | GigaSPEED X10D® ¦ InstaPATCH® Cu |  | Copper trunk cable assembly
CEBTE | IP6A-16RFTP-O2S-1LK08 | Base Product | InstaPATCH® Cu GigaSPEED X10D® F/UTP Riser Copper Cable, dual row standard density outlet to dual row OneLink 2x4, 16 links | CommScope® | GigaSPEED X10D® ¦ InstaPATCH® Cu |  | Copper trunk cable assembly
CEGSD | IP6A-12RFTP-PG1S-1LK12 | Base Product | InstaPATCH® Cu GigaSPEED X10D® F/UTP Riser Preterminated Copper Cable, single row standard density RJ45 plug to dual row OneLink 2x6, 12 links | CommScope® | GigaSPEED X10D® ¦ InstaPATCH® Cu |  | Copper trunk cable assembly
CDBJG | IP6A-24PFTP-O2S-PG2H | Base Product | InstaPATCH® Cu GigaSPEED X10D® F/UTP Plenum Preterminated Copper Cable, dual row standard density outlet to dual row high density RJ45 plug, 24 links | CommScope® | GigaSPEED X10D® ¦ InstaPATCH® Cu |  | Copper trunk cable assembly
CEGXB | IP6A-06RFTP-PG1S-BLUNT | Base Product | InstaPATCH® Cu GigaSPEED X10D® F/UTP Riser Preterminated Copper Cable, single row standard density RJ45 plug to unterminated, 6 links | CommScope® | GigaSPEED X10D® ¦ InstaPATCH® Cu |  | Copper trunk cable assembly
CDBSD | IP6A-12PFTP-O2S-1LK12 | Base Product | InstaPATCH® Cu GigaSPEED X10D® F/UTP Plenum Copper Cable, dual row standard density outlet to dual row OneLink 2x6, 12 links | CommScope® | GigaSPEED X10D® ¦ InstaPATCH® Cu |  | Copper trunk cable assembly
CESSD | IP6A-12RFTP-1LK12-1LK12 | Base Product | InstaPATCH® Cu GigaSPEED X10D® F/UTP Riser Copper Cable, dual row OneLink 2x6 to dual row OneLink 2x6, 12 links | CommScope® | GigaSPEED X10D® ¦ InstaPATCH® Cu |  | Copper trunk cable assembly
CESXD | IP6A-12RFTP-1LK12-BLUNT | Base Product | InstaPATCH® Cu GigaSPEED X10D® F/UTP Riser Copper Cable, dual row OneLink 2x6 to unterminated, 12 links | CommScope® | GigaSPEED X10D® ¦ InstaPATCH® Cu |  | Copper trunk cable assembly
CEBXB | IP6A-06RFTP-O2S-BLUNT | Base Product | InstaPATCH® Cu GigaSPEED X10D® F/UTP Riser Copper Cable, dual row standard density outlet to unterminated, 6 links | CommScope® | GigaSPEED X10D® ¦ InstaPATCH® Cu |  | Copper trunk cable assembly
CFAAC | IP6A-08LFTP-O1S-O1S | Base Product | InstaPATCH® Cu GigaSPEED X10D® F/UTP LSZH Copper Cable, single row standard density outlet to single row standard density outlet, 8 links | CommScope® | GigaSPEED X10D® ¦ InstaPATCH® Cu |  | Copper trunk cable assembly
CFASD | IP6A-12LFTP-O1S-1LK12 | Base Product | InstaPATCH® Cu GigaSPEED X10D® F/UTP LSZH Copper Cable, single row standard density outlet to dual row OneLink 2x6, 12 links | CommScope® | GigaSPEED X10D® ¦ InstaPATCH® Cu |  | Copper trunk cable assembly
CFBBG | IP6A-24LFTP-O2S-O2S | Base Product | InstaPATCH® Cu GigaSPEED X10D® F/UTP LSZH Copper Cable, dual row standard density outlet to dual row standard density outlet, 24 links | CommScope® | GigaSPEED X10D® ¦ InstaPATCH® Cu |  | Copper trunk cable assembly
CFATC | IP6A-08LFTP-O1S-1LK08 | Base Product | InstaPATCH® Cu GigaSPEED X10D® F/UTP LSZH Copper Cable, single row standard density outlet to dual row OneLink 2x4, 8 links | CommScope® | GigaSPEED X10D® ¦ InstaPATCH® Cu |  | Copper trunk cable assembly
CFBGG | IP6A-24LFTP-O2S-PG1S | Base Product | InstaPATCH® Cu GigaSPEED X10D® F/UTP LSZH Preterminated Copper Cable, dual row standard density outlet to single row standard density RJ45 plug, 24 links | CommScope® | GigaSPEED X10D® ¦ InstaPATCH® Cu |  | Copper trunk cable assembly
CFABC | IP6A-08LFTP-O1S-O2S | Base Product | InstaPATCH® Cu GigaSPEED X10D® F/UTP LSZH Copper Cable, single row standard density outlet to dual row standard density outlet, 8 links | CommScope® | GigaSPEED X10D® ¦ InstaPATCH® Cu |  | Copper trunk cable assembly
CFBXC | IP6A-08LFTP-O2S-BLUNT | Base Product | InstaPATCH® Cu GigaSPEED X10D® F/UTP LSZH Copper Cable, dual row standard density outlet to unterminated, 8 links | CommScope® | GigaSPEED X10D® ¦ InstaPATCH® Cu |  | Copper trunk cable assembly
CFBTE | IP6A-16LFTP-O2S-1LK08 | Base Product | InstaPATCH® Cu GigaSPEED X10D® F/UTP LSZH Copper Cable, dual row standard density outlet to dual row OneLink 2x4, 16 links | CommScope® | GigaSPEED X10D® ¦ InstaPATCH® Cu |  | Copper trunk cable assembly
CFCHG | IP6A-24LFTP-O2H-PG2S | Base Product | InstaPATCH® Cu GigaSPEED X10D® F/UTP LSZH Preterminated Copper Cable, dual row high density outlet to dual row standard density RJ45 plug, 24 links | CommScope® | GigaSPEED X10D® ¦ InstaPATCH® Cu |  | Copper trunk cable assembly
CFCJG | IP6A-24LFTP-O2H-PG2H | Base Product | InstaPATCH® Cu GigaSPEED X10D® F/UTP LSZH Preterminated Copper Cable, dual row high density outlet to dual row high density RJ45 plug, 24 links | CommScope® | GigaSPEED X10D® ¦ InstaPATCH® Cu |  | Copper trunk cable assembly
CETXC | IP6A-08RFTP-1LK08-BLUNT | Base Product | InstaPATCH® Cu GigaSPEED X10D® F/UTP Riser Copper Cable, dual row OneLink 2x4 to unterminated, 8 links | CommScope® | GigaSPEED X10D® ¦ InstaPATCH® Cu |  | Copper trunk cable assembly
CFBAC | IP6A-08LFTP-O2S-O1S | Base Product | InstaPATCH® Cu GigaSPEED X10D® F/UTP LSZH Copper Cable, dual row standard density outlet to single row standard density outlet, 8 links | CommScope® | GigaSPEED X10D® ¦ InstaPATCH® Cu |  | Copper trunk cable assembly
CFHXG | IP6A-24LFTP-PG2S-BLUNT | Base Product | InstaPATCH® Cu GigaSPEED X10D® F/UTP LSZH Preterminated Copper Cable, dual row standard density RJ45 plug to unterminated, 24 links | CommScope® | GigaSPEED X10D® ¦ InstaPATCH® Cu |  | Copper trunk cable assembly
CFBAD | IP6A-12LFTP-O2S-O1S | Base Product | InstaPATCH® Cu GigaSPEED X10D® F/UTP LSZH Copper Cable, dual row standard density outlet to single row standard density outlet, 12 links | CommScope® | GigaSPEED X10D® ¦ InstaPATCH® Cu |  | Copper trunk cable assembly
CFJJG | IP6A-24LFTP-PG2H-PG2H | Base Product | InstaPATCH® Cu GigaSPEED X10D® F/UTP LSZH Preterminated Copper Cable, dual row high density RJ45 plug to dual row high density RJ45 plug, 24 links | CommScope® | GigaSPEED X10D® ¦ InstaPATCH® Cu |  | Copper trunk cable assembly
CFBAG | IP6A-24LFTP-O2S-O1S | Base Product | InstaPATCH® Cu GigaSPEED X10D® F/UTP LSZH Copper Cable, dual row standard density outlet to single row standard density outlet, 24 links | CommScope® | GigaSPEED X10D® ¦ InstaPATCH® Cu |  | Copper trunk cable assembly
CFJXG | IP6A-24LFTP-PG2H-BLUNT | Base Product | InstaPATCH® Cu GigaSPEED X10D® F/UTP LSZH Preterminated Copper Cable, dual row high density RJ45 plug to unterminated, 24 links | CommScope® | GigaSPEED X10D® ¦ InstaPATCH® Cu |  | Copper trunk cable assembly
CFBBB | IP6A-06LFTP-O2S-O2S | Base Product | InstaPATCH® Cu GigaSPEED X10D® F/UTP LSZH Copper Cable, dual row standard density outlet to dual row standard density outlet, 6 links | CommScope® | GigaSPEED X10D® ¦ InstaPATCH® Cu |  | Copper trunk cable assembly
CEGXD | IP6A-12RFTP-PG1S-BLUNT | Base Product | InstaPATCH® Cu GigaSPEED X10D® F/UTP Riser Preterminated Copper Cable, single row standard density RJ45 plug to unterminated, 12 links | CommScope® | GigaSPEED X10D® ¦ InstaPATCH® Cu |  | Copper trunk cable assembly
CFBBC | IP6A-08LFTP-O2S-O2S | Base Product | InstaPATCH® Cu GigaSPEED X10D® F/UTP LSZH Copper Cable, dual row standard density outlet to dual row standard density outlet, 8 links | CommScope® | GigaSPEED X10D® ¦ InstaPATCH® Cu |  | Copper trunk cable assembly
CEGXG | IP6A-24RFTP-PG1S-BLUNT | Base Product | InstaPATCH® Cu GigaSPEED X10D® F/UTP Riser Preterminated Copper Cable, single row standard density RJ45 plug to unterminated, 24 links | CommScope® | GigaSPEED X10D® ¦ InstaPATCH® Cu |  | Copper trunk cable assembly
CFBBD | IP6A-12LFTP-O2S-O2S | Base Product | InstaPATCH® Cu GigaSPEED X10D® F/UTP LSZH Copper Cable, dual row standard density outlet to dual row standard density outlet, 12 links | CommScope® | GigaSPEED X10D® ¦ InstaPATCH® Cu |  | Copper trunk cable assembly
CFTTC | IP6A-08LFTP-1LK08-1LK08 | Base Product | InstaPATCH® Cu GigaSPEED X10D® F/UTP LSZH Copper Cable, dual row OneLink 2x4 to dual row OneLink 2x4, 8 links | CommScope® | GigaSPEED X10D® ¦ InstaPATCH® Cu |  | Copper trunk cable assembly
CEBXC | IP6A-08RFTP-O2S-BLUNT | Base Product | InstaPATCH® Cu GigaSPEED X10D® F/UTP Riser Copper Cable, dual row standard density outlet to unterminated, 8 links | CommScope® | GigaSPEED X10D® ¦ InstaPATCH® Cu |  | Copper trunk cable assembly
CFTXC | IP6A-08LFTP-1LK08-BLUNT | Base Product | InstaPATCH® Cu GigaSPEED X10D® F/UTP LSZH Copper Cable, dual row OneLink 2x4 to unterminated, 8 links | CommScope® | GigaSPEED X10D® ¦ InstaPATCH® Cu |  | Copper trunk cable assembly
CFGGD | IP6A-12LFTP-PG1S-PG1S | Base Product | InstaPATCH® Cu GigaSPEED X10D® F/UTP LSZH Preterminated Copper Cable, single row standard density RJ45 plug to single row standard density RJ45 plug, 12 links | CommScope® | GigaSPEED X10D® ¦ InstaPATCH® Cu |  | Copper trunk cable assembly
CEBJG | IP6A-24RFTP-O2S-PG2H | Base Product | InstaPATCH® Cu GigaSPEED X10D® F/UTP Riser Preterminated Copper Cable, dual row standard density outlet to dual row high density RJ45 plug, 24 links | CommScope® | GigaSPEED X10D® ¦ InstaPATCH® Cu |  | Copper trunk cable assembly
CFGGG | IP6A-24LFTP-PG1S-PG1S | Base Product | InstaPATCH® Cu GigaSPEED X10D® F/UTP LSZH Preterminated Copper Cable, single row standard density RJ45 plug to single row standard density RJ45 plug, 24 links | CommScope® | GigaSPEED X10D® ¦ InstaPATCH® Cu |  | Copper trunk cable assembly
CFHHG | IP6A-24LFTP-PG2S-PG2S | Base Product | InstaPATCH® Cu GigaSPEED X10D® F/UTP LSZH Preterminated Copper Cable, dual row standard density RJ45 plug to dual row standard density RJ45 plug, 24 links | CommScope® | GigaSPEED X10D® ¦ InstaPATCH® Cu |  | Copper trunk cable assembly
CLATC | IP6A-08SFTP-O1S-1LK08 | Base Product | InstaPATCH® Cu GigaSPEED X10D® S/FTP LSZH Copper Cable, single row standard density outlet to dual row OneLink 2x4, 8 links | CommScope® | GigaSPEED X10D® ¦ InstaPATCH® Cu |  | Copper trunk cable assembly
CQAXG | IP6A-24LSFTP-O1S-BLUNT | Base Product | InstaPATCH® Cu 3297B Category 7 S/FTP LSZH Preterminated Copper Cable, single row standard density outlet to unterminated, 24 links | CommScope® | GigaSPEED X10D® ¦ InstaPATCH® Cu |  | Copper trunk cable assembly
CQAAB | IP6A-06LSFTP-O1S-O1S | Base Product | InstaPATCH® Cu 3297B Category 7 S/FTP LSZH Preterminated Copper Cable, single row standard density outlet to single row standard density outlet, 6 links | CommScope® | GigaSPEED X10D® ¦ InstaPATCH® Cu |  | Copper trunk cable assembly
CQBBB | IP6A-06LSFTP-O2S-O2S | Base Product | InstaPATCH® Cu 3297B Category 7 S/FTP LSZH Preterminated Copper Cable, dual row standard density outlet to dual row standard density outlet, 6 links | CommScope® | GigaSPEED X10D® ¦ InstaPATCH® Cu |  | Copper trunk cable assembly
CQAAC | IP6A-08LSFTP-O1S-O1S | Base Product | InstaPATCH® Cu 3297B Category 7 S/FTP LSZH Preterminated Copper Cable, single row standard density outlet to single row standard density outlet, 12 links | CommScope® | GigaSPEED X10D® ¦ InstaPATCH® Cu |  | Copper trunk cable assembly
CQBBC | IP6A-08LSFTP-O2S-O2S | Base Product | InstaPATCH® Cu 3297B Category 7 S/FTP LSZH Preterminated Copper Cable, dual row standard density outlet to dual row standard density outlet, 8 links | CommScope® | GigaSPEED X10D® ¦ InstaPATCH® Cu |  | Copper trunk cable assembly
CQBXD | IP6A-12LSFTP-O2S-BLUNT | Base Product | InstaPATCH® Cu 3297B Category 7 S/FTP LSZH Preterminated Copper Cable, dual row standard density outlet to unterminated, 12 links | CommScope® | GigaSPEED X10D® ¦ InstaPATCH® Cu |  | Copper trunk cable assembly
CQBXE | IP6A-16LSFTP-O2S-BLUNT | Base Product | 3297B Category 7 S/FTP LSZH Preterminated Copper Cable, dual row standard density outlet to unterminated, 16 links | CommScope® | GigaSPEED X10D® ¦ InstaPATCH® Cu |  | Copper trunk cable assembly
CCA-CORDS |  | Base Product | CCA Ceiling connector to RJ45 Cords | CommScope® |  |  | Twisted pair patch cord
FPCA |  | Base Product | Fiber Optic Patch Cord, Simplex, Singlemode, 1.2 mm OFNP and LSZH jacket | CommScope® |  | FPCA | Fiber patch cord ¦ simplex
HGS620 |  | Base Product | GigaSPEED X10D® HGS-Series Modular Jack, RJ45, Cat6A, Shielded | SYSTIMAX® | GigaSPEED X10D® | HGS620 | Modular jack
UHGMXMXAD |  | Base Product | Ultra Low Loss (ULL) Singlemode MPO12 (Pinned) to MPO12 (Pinned) Armored Pre-terminated Trunk Cable, 12-Fiber, Plenum | CommScope® | SYSTIMAX ULL |  | Fiber trunk cable assembly |  | Discontinued
CCTXE | IP6A-16LUTP-1LK08-BLUNT | Base Product | InstaPATCH® Cu GigaSPEED X10D® U/UTP LSZH Preterminated Copper Cable, dual row OneLink 2x4 to unterminated, 16 links | CommScope® | GigaSPEED X10D® ¦ InstaPATCH® Cu |  | Copper trunk cable assembly
UNGMXLCAF |  | Base Product | Ultra Low Loss (ULL) Singlemode MPO (Pinned) to LC/UPC, InstaPATCH® 360 Ruggedized Fanout Cable, 24-Fiber, LSZH | CommScope® | SYSTIMAX InstaPATCH® 360 |  | Ruggedized fanout
UNGMXLCAD |  | Base Product | Ultra Low Loss ULL TeraSPEED® Singlemode MPO (Pinned) to LC/UPC Ruggedized Fanout Cable, Ultra Low Loss, 12-Fiber, LSZH | CommScope® | SYSTIMAX InstaPATCH® 360 ¦ SYSTIMAX ULL |  | Ruggedized fanout
UHDQXLCAG |  | Base Product | Ultra Low Loss Composite 36f Pre-terminated Trunk 24f OM4 MPO8x3 (Pinned) /12f SM LC UPC to stub Armored Plenum | CommScope® | SYSTIMAX ULL |  | Fiber array cable assembly ¦ Ruggedized fanout
UHGLCUCAD |  | Base Product | Ultra Low Loss TeraSpeed LC/UPC to Unconnectorized Armored Pre-terminated Trunk Cable, 12-Fiber, Plenum | CommScope® | SYSTIMAX ULL |  | Ruggedized fanout |  | Discontinued
UHXQXQXQR |  | Base Product | Ultra Low Loss (ULL) OM4 MPO8 QSFP (Pinned) to MPO8 QSFP (Pinned), Fiber Trunk Cable Assembly, 16-Fiber, Armored Plenum | CommScope® | SYSTIMAX ULL |  | Fiber trunk cable assembly
UHVMXMXAL |  | Base Product | Ultra Low Loss (ULL) Multimode OM5 MPO12 (Pinned) to MPO12 (Pinned), Armored Pre-terminated Trunk Cable, 96-Fiber, Plenum | CommScope® | SYSTIMAX ULL |  | Fiber trunk cable assembly |  | Discontinued
UHVMXMXAM |  | Base Product | Ultra Low Loss (ULL) Multimode OM5 MPO12 (Pinned) to MPO12 (Pinned), Armored Pre-terminated Trunk Cable, 144-Fiber, Plenum | CommScope® | SYSTIMAX ULL |  | Fiber trunk cable assembly |  | Discontinued
FFWLCLA42 |  | Base Product | Singlemode LC/UPC to LC/APC, Fiber Patch Cord, 1.6 mm Duplex, Low Smoke Zero Halogen (LSZH) | CommScope® | SYSTIMAX InstaPATCH® 360 | FFW | Fiber patch cord ¦ duplex
F4WLCLCAM |  | Base Product | SingleMode LC/UPC to LC/UPC, InstaPATCH® 360 Ruggedized Fiber Fanout Cable Assembly, 144-Fiber, LSZH, B2ca | CommScope® | SYSTIMAX InstaPATCH® 360 |  | Ruggedized fanout
F4WLCLCQ8 |  | Base Product | SingleMode LC/UPC to LC/UPC, InstaPATCH® 360 Ruggedized Fiber Fanout Cable Assembly, 8-Fiber, LSZH, B2ca | CommScope® | SYSTIMAX InstaPATCH® 360 |  | Ruggedized fanout
F4WLCLCQR |  | Base Product | SingleMode LC/UPC to LC/UPC, InstaPATCH® 360 Ruggedized Fiber Fanout Cable Assembly, 16-Fiber, LSZH, B2ca | CommScope® | SYSTIMAX InstaPATCH® 360 |  | Ruggedized fanout
F4WLCLCAS |  | Base Product | SingleMode LC/UPC to LC/UPC, InstaPATCH® 360 Ruggedized Fiber Fanout Cable Assembly, 32-Fiber, LSZH, B2ca | CommScope® | SYSTIMAX InstaPATCH® 360 |  | Ruggedized fanout
F4WLCLCAU |  | Base Product | SingleMode LC/UPC to LC/UPC, InstaPATCH® 360 Ruggedized Fiber Fanout Cable Assembly, 64-Fiber, LSZH, B2ca | CommScope® | SYSTIMAX InstaPATCH® 360 |  | Ruggedized fanout
F4XLCLCAU |  | Base Product | OM4 LC/UPC to LC/UPC 64-Fiber InstaPATCH® 360 Ruggedized Fanout Cable, Low Smoke Zero Halogen, B2ca | CommScope® | SYSTIMAX InstaPATCH® 360 |  | Ruggedized fanout
FDWLCSA42 |  | Base Product | Singlemode LC/UPC to SC/APC, Fiber Patch Cord, 1.6 mm Duplex, Plenum | CommScope® | SYSTIMAX InstaPATCH® 360 | FDW | Fiber patch cord ¦ duplex
1061F |  | Base Product | 1061F Category 5e Copper Cable | SYSTIMAX® |  |  | Twisted pair cable
1061L |  | Base Product | PowerSUM 1061L Category 5e Copper Cable | SYSTIMAX® | PowerSUM |  | Twisted pair cable
FGGMPUCRP |  | Base Product | Singlemode, MPO12 Unpinned to Unconnectorized, Fiber Trunk Cable Assembly, 288-Fiber, Rollable Ribbon Central Tube, Plenum | CommScope® | InstaPATCH® 360 |  | Fiber trunk cable assembly
1571A |  | Base Product | 1571A Category 6 Cable | SYSTIMAX® | GigaSPEED XL® |  | Twisted pair cable
1572A |  | Base Product | 1572A Category 6 Cable | SYSTIMAX® |  |  | Twisted pair cable
2061F |  | Base Product | 2061F Category 5e Copper Cable | SYSTIMAX® |  |  | Twisted pair cable
3061A |  | Base Product | 3061A Category 5e Copper Cable | SYSTIMAX® |  |  | Twisted pair cable
3061B |  | Base Product | 3061B Category 5e Copper Cable |  |  |  | Twisted pair cable
URXRVQP7R |  | Base Product | Ultra Low Loss OM4, 16F MM APC MPO (Unpinned) to 8F MPO (Unpinned), Fiber Extension Cable Assembly, 16-Fiber, Dual rate (LSZH/RISER) | CommScope® | Propel |  | Fiber array cable assembly
ARGQPCSJ8 |  | Base Product | Singlemode MPO8 (Unpinned) to CS/UPC 8-Fiber Low Smoke Zero Halogen Array Cord | CommScope® |  |  | Fiber array cable assembly
UJG2PMERP |  | Base Product | Ultra Low Loss (ULL) Singlemode MPO24 (Unpinned) to MPO12 (Unpinned) Pre-terminated Trunk Cable, 288-Fiber, 12-fiber Rollable Ribbon Central Tube, Low Smoke Zero Halogen (LSZH)/Riser | CommScope® | SYSTIMAX ULL |  | Fiber trunk cable assembly
UJXQVUCTH |  | Base Product | Ultra Low Loss (ULL) OM4 MPO APC (Non-Pinned) to Unconnectorized, Fiber Trunk Cable Assembly, 48-Fiber, Dual Rated (OFNR/LSZH) | CommScope® | Propel ¦ SYSTIMAX ULL |  | Fiber trunk cable assembly
U3XQVQZTH |  | Base Product | Ultra Low Loss (ULL) OM4 MPO8 APC (Non-Pinned) to MPO8 APC (Pinned), Fiber Trunk Cable Assembly, 48-Fiber, LSZH B2ca | CommScope® | Propel ¦ SYSTIMAX ULL |  | Fiber trunk cable assembly
UJGRXUC8H |  | Base Product | Ultra Low Loss (ULL) Singlemode G.657.A2 MPO16 (Pinned) to Unconnectorized, Fiber Trunk Cable Assembly, 48-Fiber, Dual Rated (OFNR/LSZH) | CommScope® | Propel ¦ SYSTIMAX ULL |  | Fiber trunk cable assembly
UJVQZUCT8 |  | Base Product | Ultra Low Loss (ULL) OM5 MPO APC (Pinned) to Unconnectorized, Fiber Trunk Cable Assembly, 8-Fiber, Dual Rated (OFNR/LSZH) | CommScope® | Propel ¦ SYSTIMAX ULL |  | Fiber trunk cable assembly
UGVRZRZ8Q |  | Base Product | Ultra Low Loss (ULL) OM5 MPO16 APC (Pinned) to MPO16 APC (Pinned), Fiber Trunk Cable Assembly, 128-Fiber, Plenum | CommScope® | Propel ¦ SYSTIMAX ULL |  | Fiber trunk cable assembly
UQXRVUC7R |  | Base Product | Ultra Low Loss (ULL) OM4 MPO16 APC (Non-Pinned) to Unconnectorized, Fiber Array Cable Assembly, 16-Fiber, Plenum | CommScope® | Propel ¦ SYSTIMAX ULL |  | Fiber array cable assembly
UJVQZUCTF |  | Base Product | Ultra Low Loss (ULL) OM5 MPO APC (Pinned) to Unconnectorized, Fiber Trunk Cable Assembly, 24-Fiber, Dual Rated (OFNR/LSZH) | CommScope® | Propel ¦ SYSTIMAX ULL |  | Fiber trunk cable assembly
UGXQZQZTR |  | Base Product | Ultra Low Loss (ULL) OM4 MPO8 APC (Pinned) to MPO8 APC (Pinned), Fiber Trunk Cable Assembly, 16-Fiber, Plenum | CommScope® | Propel ¦ SYSTIMAX ULL |  | Fiber trunk cable assembly
UJXRZUC8N |  | Base Product | Ultra Low Loss (ULL) OM4 MPO16 APC (Pinned) to Unconnectorized, Fiber Trunk Cable Assembly, 192-Fiber, Dual Rated (OFNR/LSZH) | CommScope® | Propel ¦ SYSTIMAX ULL |  | Fiber trunk cable assembly
UJXQVUCTK |  | Base Product | Ultra Low Loss (ULL) OM4 MPO APC (Non-Pinned) to Unconnectorized, Fiber Trunk Cable Assembly, 72-Fiber, Dual Rated (OFNR/LSZH) | CommScope® | Propel ¦ SYSTIMAX ULL |  | Fiber trunk cable assembly
U3XQVQZTL |  | Base Product | Ultra Low Loss (ULL) OM4 MPO8 APC (Non-Pinned) to MPO8 APC (Pinned), Fiber Trunk Cable Assembly, 96-Fiber, LSZH B2ca | CommScope® | Propel ¦ SYSTIMAX ULL |  | Fiber trunk cable assembly
UJXQVUCTL |  | Base Product | Ultra Low Loss (ULL) OM4 MPO APC (Non-Pinned) to Unconnectorized, Fiber Trunk Cable Assembly, 96-Fiber, Dual Rated (OFNR/LSZH) | CommScope® | Propel ¦ SYSTIMAX ULL |  | Fiber trunk cable assembly
U3GRXRX8L |  | Base Product | Ultra Low Loss (ULL) Singlemode G.657.A2 MPO16 (Pinned) to MPO16 (Pinned), Fiber Trunk Cable Assembly, 96-Fiber, LSZH B2ca | CommScope® | Propel ¦ SYSTIMAX ULL |  | Fiber trunk cable assembly
UGVQVQZTS |  | Base Product | Ultra Low Loss (ULL) OM5 MPO8 APC (Non-Pinned) to MPO8 APC (Pinned), Fiber Trunk Cable Assembly, 32-Fiber, Plenum | CommScope® | Propel ¦ SYSTIMAX ULL |  | Fiber trunk cable assembly
UJGRXUC8M |  | Base Product | Ultra Low Loss (ULL) Singlemode G.657.A2 MPO16 (Pinned) to Unconnectorized, Fiber Trunk Cable Assembly, 144-Fiber, Dual Rated (OFNR/LSZH) | CommScope® | Propel ¦ SYSTIMAX ULL |  | Fiber trunk cable assembly
UJXRZUC8Q |  | Base Product | Ultra Low Loss (ULL) OM4 MPO16 APC (Pinned) to Unconnectorized, Fiber Trunk Cable Assembly, 128-Fiber, Dual Rated (OFNR/LSZH) | CommScope® | Propel ¦ SYSTIMAX ULL |  | Fiber trunk cable assembly
U3VQZQZTK |  | Base Product | Ultra Low Loss (ULL) OM5 MPO8 APC (Pinned) to MPO8 APC (Pinned), Fiber Trunk Cable Assembly, 72-Fiber, LSZH B2ca | CommScope® | Propel ¦ SYSTIMAX ULL |  | Fiber trunk cable assembly
UJXQVUCTM |  | Base Product | Ultra Low Loss (ULL) OM4 MPO APC (Non-Pinned) to Unconnectorized, Fiber Trunk Cable Assembly, 144-Fiber, Dual Rated (OFNR/LSZH) | CommScope® | Propel ¦ SYSTIMAX ULL |  | Fiber trunk cable assembly
UGXQZQZTU |  | Base Product | Ultra Low Loss (ULL) OM4 MPO8 APC (Pinned) to MPO8 APC (Pinned), Fiber Trunk Cable Assembly, 64-Fiber, Plenum | CommScope® | Propel ¦ SYSTIMAX ULL |  | Fiber trunk cable assembly
UJGRXUC8N |  | Base Product | Ultra Low Loss (ULL) Singlemode G.657.A2 MPO16 (Pinned) to Unconnectorized, Fiber Trunk Cable Assembly, 192-Fiber, Dual Rated (OFNR/LSZH) | CommScope® | Propel ¦ SYSTIMAX ULL |  | Fiber trunk cable assembly
UJXRZUC8R |  | Base Product | Ultra Low Loss (ULL) OM4 MPO16 APC (Pinned) to Unconnectorized, Fiber Trunk Cable Assembly, 16-Fiber, Dual Rated (OFNR/LSZH) | CommScope® | Propel ¦ SYSTIMAX ULL |  | Fiber trunk cable assembly
UQXRZUC7R |  | Base Product | Ultra Low Loss (ULL) OM4 MPO16 APC (Pinned) to Unconnectorized, Fiber Array Cable Assembly, 16-Fiber, Plenum | CommScope® | Propel ¦ SYSTIMAX ULL |  | Fiber array cable assembly
U3GRXRX8M |  | Base Product | Ultra Low Loss (ULL) Singlemode G.657.A2 MPO16 (Pinned) to MPO16 (Pinned), Fiber Trunk Cable Assembly, 144-Fiber, LSZH B2ca | CommScope® | Propel ¦ SYSTIMAX ULL |  | Fiber trunk cable assembly
U3XRZRZ8Q |  | Base Product | Ultra Low Loss (ULL) OM4 MPO16 APC (Pinned) to MPO16 APC (Pinned), Fiber Trunk Cable Assembly, 128-Fiber, LSZH B2ca | CommScope® | Propel ¦ SYSTIMAX ULL |  | Fiber trunk cable assembly
URGRPLU7R |  | Base Product | Ultra Low Loss (ULL) Singlemode G.657.A2 MPO16 (Non-Pinned) to LC Uniboot, Fiber Array Cable Assembly, 16-Fiber, Dual Rated (OFNR/LSZH) | CommScope® | Propel ¦ SYSTIMAX ULL |  | Fiber array cable assembly
UJXRZUC8S |  | Base Product | Ultra Low Loss (ULL) OM4 MPO16 APC (Pinned) to Unconnectorized, Fiber Trunk Cable Assembly, 32-Fiber, Dual Rated (OFNR/LSZH) | CommScope® | Propel ¦ SYSTIMAX ULL |  | Fiber trunk cable assembly
U3XQVQZTN |  | Base Product | Ultra Low Loss (ULL) OM4 MPO8 APC (Non-Pinned) to MPO8 APC (Pinned), Fiber Trunk Cable Assembly, 192-Fiber, LSZH B2ca | CommScope® | Propel ¦ SYSTIMAX ULL |  | Fiber trunk cable assembly
U3VQZQZTM |  | Base Product | Ultra Low Loss (ULL) OM5 MPO8 APC (Pinned) to MPO8 APC (Pinned), Fiber Trunk Cable Assembly, 144-Fiber, Dual Rated (OFNR/LSZH) B2ca | CommScope® | Propel ¦ SYSTIMAX ULL |  | Fiber trunk cable assembly
U3XRZRZ8R |  | Base Product | Ultra Low Loss (ULL) OM4 MPO16 APC (Pinned) to MPO16 APC (Pinned), Fiber Array Cable Assembly, 16-Fiber, LSZH B2ca | CommScope® | Propel ¦ SYSTIMAX ULL |  | Fiber array cable assembly
UGVRZUC8H |  | Base Product | Ultra Low Loss (ULL) OM5 MPO16 APC (Pinned) to Unconnectorized, Fiber Trunk Cable Assembly, 48-Fiber, Plenum | CommScope® | Propel ¦ SYSTIMAX ULL |  | Fiber trunk cable assembly
URGRPRP7R |  | Base Product | Ultra Low Loss (ULL) Singlemode G.657.A2 MPO16 (Non-Pinned) to MPO16 (Non-Pinned), Fiber Array Cable Assembly, 16-Fiber, Dual Rated (OFNR/LSZH) | CommScope® | Propel ¦ SYSTIMAX ULL |  | Fiber array cable assembly
UJGRXUC8Q |  | Base Product | Ultra Low Loss (ULL) Singlemode G.657.A2 MPO16 (Pinned) to Unconnectorized, Fiber Trunk Cable Assembly, 128-Fiber, Dual Rated (OFNR/LSZH) | CommScope® | Propel ¦ SYSTIMAX ULL |  | Fiber trunk cable assembly
UGXQZUCTH |  | Base Product | Ultra Low Loss (ULL) OM4 MPO8 APC (Pinned) to Unconnectorized, Fiber Trunk Cable Assembly, 48-Fiber, Plenum | CommScope® | Propel ¦ SYSTIMAX ULL |  | Fiber trunk cable assembly
URGRPRX7R |  | Base Product | Ultra Low Loss (ULL) Singlemode G.657.A2 MPO16 (Non-Pinned) to MPO16 (Pinned), Fiber Array Cable Assembly, 16-Fiber, Dual Rated (OFNR/LSZH) | CommScope® | Propel ¦ SYSTIMAX ULL |  | Fiber array cable assembly
UJGRXUC8R |  | Base Product | Ultra Low Loss (ULL) Singlemode G.657.A2 MPO16 (Pinned) to Unconnectorized, Fiber Trunk Cable Assembly, 16-Fiber, Dual Rated (OFNR/LSZH) | CommScope® | Propel ¦ SYSTIMAX ULL |  | Fiber trunk cable assembly
U3XRZRZ8S |  | Base Product | Ultra Low Loss (ULL) OM4 MPO16 APC (Pinned) to MPO16 APC (Pinned), Fiber Trunk Cable Assembly, 32-Fiber, LSZH B2ca | CommScope® | Propel ¦ SYSTIMAX ULL |  | Fiber trunk cable assembly
UGVRZUC8L |  | Base Product | Ultra Low Loss (ULL) OM5 MPO16 APC (Pinned) to Unconnectorized, Fiber Trunk Cable Assembly, 96-Fiber, Plenum | CommScope® | Propel ¦ SYSTIMAX ULL |  | Fiber trunk cable assembly
U3GRXRX8Q |  | Base Product | Ultra Low Loss (ULL) Singlemode G.657.A2 MPO16 (Pinned) to MPO16 (Pinned), Fiber Trunk Cable Assembly, 128-Fiber, LSZH B2ca | CommScope® | Propel ¦ SYSTIMAX ULL |  | Fiber trunk cable assembly
URGRPSN7R |  | Base Product | Ultra Low Loss (ULL) Singlemode G.657.A2 MPO16 (Non-Pinned) to SN, Fiber Array assembly, 16-Fiber, Dual Rated (OFNR/LSZH) | CommScope® | Propel ¦ SYSTIMAX ULL |  | Fiber array cable assembly
UJVQZUCTS |  | Base Product | Ultra Low Loss (ULL) OM5 MPO APC (Pinned) to Unconnectorized, Fiber Trunk Cable Assembly, 32-Fiber, Dual Rated (OFNR/LSZH) | CommScope® | Propel ¦ SYSTIMAX ULL |  | Fiber trunk cable assembly
U3GRXRX8R |  | Base Product | Ultra Low Loss (ULL) Singlemode G.657.A2 MPO16 (Pinned) to MPO16 (Pinned), Fiber Trunk Cable Assembly, 16-Fiber, LSZH B2ca | CommScope® | Propel ¦ SYSTIMAX ULL |  | Fiber trunk cable assembly
U3XQVUCT8 |  | Base Product | Ultra Low Loss (ULL) OM4 MPO8 APC (Non-Pinned) to Unconnectorized, Fiber Array Cable Assembly, 8-Fiber, LSZH B2ca | CommScope® | Propel ¦ SYSTIMAX ULL |  | Fiber array cable assembly
UJXQVUCT8 |  | Base Product | Ultra Low Loss (ULL) OM4 MPO APC (Non-Pinned) to Unconnectorized, Fiber Trunk Cable Assembly, 8-Fiber, Dual Rated (OFNR/LSZH) | CommScope® | Propel ¦ SYSTIMAX ULL |  | Fiber trunk cable assembly
URXRZLU7R |  | Base Product | Ultra Low Loss (ULL) OM4 MPO16 APC (Pinned) to LC Uniboot, Fiber Array Cable Assembly, 16-Fiber, Dual Rated (OFNR/LSZH) | CommScope® | Propel ¦ SYSTIMAX ULL |  | Fiber array cable assembly
URXRVLU7R |  | Base Product | Ultra Low Loss (ULL) OM4 MPO16 APC (Non-Pinned) to LC/UPC Uniboot, Fiber Array Cable Assembly, 16-Fiber, Dual Rated (OFNR/LSZH) | CommScope® | Propel ¦ SYSTIMAX ULL |  | Fiber array cable assembly
UJVQZQZTL |  | Base Product | Ultra Low Loss (ULL) OM5 MPO APC (Pinned) to MPO APC (Pinned), Fiber Trunk Cable Assembly, 96-Fiber, Dual Rated (OFNR/LSZH) | CommScope® | Propel ¦ SYSTIMAX ULL |  | Fiber trunk cable assembly
UGVRZRZ8L |  | Base Product | Ultra Low Loss (ULL) OM5 MPO16 APC (Pinned) to MPO16 APC (Pinned), Fiber Trunk Cable Assembly, 96-Fiber, Plenum | CommScope® | Propel ¦ SYSTIMAX ULL |  | Fiber trunk cable assembly
UJXRZRZ8R |  | Base Product | Ultra Low Loss (ULL) OM4 MPO16 APC (Pinned) to MPO16 APC (Pinned), Fiber Array Cable Assembly, 16-Fiber, Dual Rated (OFNR/LSZH) | CommScope® | Propel ¦ SYSTIMAX ULL |  | Fiber array cable assembly
U3VQVUCTU |  | Base Product | Ultra Low Loss (ULL) OM5 MPO8 APC (Non-Pinned) to Unconnectorized, Fiber Trunk Cable Assembly, 64-Fiber, LSZH B2ca | CommScope® | Propel ¦ SYSTIMAX ULL |  | Fiber trunk cable assembly
UGXQZQZTK |  | Base Product | Ultra Low Loss (ULL) OM4 MPO8 APC (Pinned) to MPO8 APC (Pinned), Fiber Trunk Cable Assembly, 72-Fiber, Plenum | CommScope® | Propel ¦ SYSTIMAX ULL |  | Fiber trunk cable assembly
UJGRXRX8H |  | Base Product | Ultra Low Loss (ULL) Singlemode G.657.A2 MPO16 (Pinned) to MPO16 (Pinned), Fiber Trunk Cable Assembly, 48-Fiber, Dual Rated (OFNR/LSZH) | CommScope® | Propel ¦ SYSTIMAX ULL |  | Fiber trunk cable assembly
UGGRXUC8S |  | Base Product | Ultra Low Loss (ULL) Singlemode G.657.A2 MPO16 (Pinned) to Unconnectorized, Fiber Trunk Cable Assembly, 32-Fiber, Plenum | CommScope® | Propel ¦ SYSTIMAX ULL |  | Fiber trunk cable assembly
UJVQZQZTN |  | Base Product | Ultra Low Loss (ULL) OM5 MPO APC (Pinned) to MPO APC (Pinned), Fiber Trunk Cable Assembly, 192-Fiber, Dual Rated (OFNR/LSZH) | CommScope® | Propel ¦ SYSTIMAX ULL |  | Fiber trunk cable assembly
URXRZUC7R |  | Base Product | Ultra Low Loss (ULL) OM4 MPO16 APC (Pinned) to Unconnectorized, Fiber Array Cable Assembly, 16-Fiber, Dual Rated (OFNR/LSZH) | CommScope® | Propel ¦ SYSTIMAX ULL |  | Fiber array cable assembly
UJGRXRX8L |  | Base Product | Ultra Low Loss (ULL) Singlemode G.657.A2 MPO16 (Pinned) to MPO16 (Pinned), Fiber Trunk Cable Assembly, 96-Fiber, Dual Rated (OFNR/LSZH) | CommScope® | Propel ¦ SYSTIMAX ULL |  | Fiber trunk cable assembly
UGGRXUC8U |  | Base Product | Ultra Low Loss (ULL) Singlemode G.657.A2 MPO16 (Pinned) to Unconnectorized, Fiber Trunk Cable Assembly, 64-Fiber, Plenum | CommScope® | Propel ¦ SYSTIMAX ULL |  | Fiber trunk cable assembly
URXRVUC7R |  | Base Product | Ultra Low Loss (ULL) OM4 MPO16 APC APC (Non-Pinned) to Unconnectorized, Fiber Array Cable Assembly, 16-Fiber, Dual Rated (OFNR/LSZH) | CommScope® | Propel ¦ SYSTIMAX ULL |  | Fiber array cable assembly
UJXRZUC8L |  | Base Product | Ultra Low Loss (ULL) OM4 MPO16 APC (Pinned) to Unconnectorized, Fiber Trunk Cable Assembly, 96-Fiber, Dual Rated (OFNR/LSZH) | CommScope® | Propel ¦ SYSTIMAX ULL |  | Fiber trunk cable assembly
UJGRXRX8N |  | Base Product | Ultra Low Loss (ULL) Singlemode G.657.A2 MPO16 (Pinned) to MPO16 (Pinned), Fiber Trunk Cable Assembly, 192-Fiber, Dual Rated (OFNR/LSZH) | CommScope® | Propel ¦ SYSTIMAX ULL |  | Fiber trunk cable assembly
UGVQVQZT8 |  | Base Product | Ultra Low Loss (ULL) OM5 MPO8 APC (Non-Pinned) to MPO8 APC (Pinned), Fiber Trunk Cable Assembly, 8-Fiber, Plenum | CommScope® | Propel ¦ SYSTIMAX ULL |  | Fiber trunk cable assembly
UQXQZLUF8 |  | Base Product | Ultra Low Loss (ULL) OM4 MPO8 APC (Pinned) to LC/UPC Uniboot, Fiber Array Cable Assembly, 8-Fiber, Plenum | CommScope® | Propel ¦ SYSTIMAX ULL |  | Fiber array cable assembly
UJVQZQZTU |  | Base Product | Ultra Low Loss (ULL) OM5 MPO APC (Pinned) to MPO APC (Pinned), Fiber Trunk Cable Assembly, 64-Fiber, Dual Rated (OFNR/LSZH) | CommScope® | Propel ¦ SYSTIMAX ULL |  | Fiber trunk cable assembly
UQXQZQZF8 |  | Base Product | Ultra Low Loss (ULL) OM4 MPO8 APC (Pinned) to MPO8 APC (Pinned), Fiber Trunk Cable Assembly, 8-Fiber, Plenum | CommScope® | Propel ¦ SYSTIMAX ULL |  | Fiber array cable assembly
UGVQVQZTF |  | Base Product | Ultra Low Loss (ULL) OM5 MPO8 APC (Non-Pinned) to MPO8 APC (Pinned), Fiber Trunk Cable Assembly, 24-Fiber, Plenum | CommScope® | Propel ¦ SYSTIMAX ULL |  | Fiber trunk cable assembly
UJGRXRX8S |  | Base Product | Ultra Low Loss (ULL) Singlemode G.657.A2 MPO16 (Pinned) to MPO16 (Pinned), Fiber Trunk Cable Assembly, 32-Fiber, Dual Rated (OFNR/LSZH) | CommScope® | Propel ¦ SYSTIMAX ULL |  | Fiber trunk cable assembly
UGVQVQZTH |  | Base Product | Ultra Low Loss (ULL) OM5 MPO8 APC (Non-Pinned) to MPO8 APC (Pinned), Fiber Trunk Cable Assembly, 48-Fiber, Plenum | CommScope® | Propel ¦ SYSTIMAX ULL |  | Fiber trunk cable assembly
UJGRXRX8U |  | Base Product | Ultra Low Loss (ULL) Singlemode G.657.A2 MPO16 (Pinned) to MPO16 (Pinned), Fiber Trunk Cable Assembly, 64-Fiber, Dual Rated (OFNR/LSZH) | CommScope® | Propel ¦ SYSTIMAX ULL |  | Fiber trunk cable assembly
UGVQVQZTK |  | Base Product | Ultra Low Loss (ULL) OM5 MPO8 APC (Non-Pinned) to MPO8 APC (Pinned), Fiber Trunk Cable Assembly, 72-Fiber, Plenum | CommScope® | Propel ¦ SYSTIMAX ULL |  | Fiber trunk cable assembly
UQXRVLU7R |  | Base Product | Ultra Low Loss (ULL) OM4 MPO16 APC (Non-Pinned) to LC/UPC Uniboot, Fiber Array Cable Assembly, 16-Fiber, Plenum | CommScope® | Propel ¦ SYSTIMAX ULL |  | Fiber array cable assembly
UGVQVQZTL |  | Base Product | Ultra Low Loss (ULL) OM5 MPO8 APC (Non-Pinned) to MPO8 APC (Pinned), Fiber Trunk Cable Assembly, 96-Fiber, Plenum | CommScope® | Propel ¦ SYSTIMAX ULL |  | Fiber trunk cable assembly
UGVQVQZTM |  | Base Product | Ultra Low Loss (ULL) OM5 MPO8 APC (Non-Pinned) to MPO8 APC (Pinned), Fiber Trunk Cable Assembly, 144-Fiber, Plenum | CommScope® | Propel ¦ SYSTIMAX ULL |  | Fiber trunk cable assembly
UDGLALA21 |  | Base Product | Ultra Low Loss Singlemode, LC/APC to LC/APC, Fiber Patch Cord, 1.6 mm Simplex, Plenum | CommScope® | SYSTIMAX ULL | UDG | Fiber patch cord ¦ simplex
FNWMPLCAL |  | Base Product | Singlemode MPO (Unpinned) to LC/UPC, InstaPATCH® 360 Ruggedized Fanout Cable, 96-Fiber, Low Smoke Zero Halogen | CommScope® | SYSTIMAX InstaPATCH® 360 |  | Ruggedized fanout
UQG2X2EBH |  | Base Product | Ultra Low Loss (ULL) Singlemode G.657.A2 , 2X3, MPO24 (Non-Pinned) to MPO24 (Non-Pinned-QSFP), 48-Fiber, Conversion Array, Plenum | CommScope® | Propel ¦ SYSTIMAX ULL |  | Fiber conversion array cable assembly
URX2PRVBH |  | Base Product | Ultra Low Loss (ULL) OM4, 2X3, MPO24 (Non-Pinned) to MPO16 Multimode APC (Non-Pinned), 48-Fiber, Conversion Array, LSZH | CommScope® | Propel ¦ SYSTIMAX ULL |  | Fiber conversion array cable assembly
UQX2DMXAH |  | Base Product | Ultra Low Loss (ULL) OM4, 3X4, MPO24 (Non-Pinned - QSFP-DD) to MPO12 (Pinned), 48-Fiber, Conversion Array, Plenum | CommScope® | Propel ¦ SYSTIMAX ULL |  | Fiber conversion array cable assembly
UQV2EMXAH |  | Base Product | Ultra Low Loss (ULL) OM5, 3X4, MPO24 (Non-Pinned - QSFP) to MPO12 (Pinned), 48-Fiber, Conversion Array,Plenum | CommScope® | Propel ¦ SYSTIMAX ULL |  | Fiber conversion array cable assembly
URV2XRVBH |  | Base Product | Ultra Low Loss (ULL) OM5, 2X3, MPO24 (Pinned) to MPO16 Multimode APC (Non-Pinned), 48-Fiber, Conversion Array, LSZH | CommScope® | Propel ¦ SYSTIMAX ULL |  | Fiber conversion array cable assembly
URVRZQP7R |  | Base Product | Ultra Low Loss (ULL) OM5, 1X2, MPO16 Multimode APC (Pinned) to MPO8 (Non-Pinned), 16-Fiber, Conversion Array, LSZH | CommScope® | Propel ¦ SYSTIMAX ULL |  | Fiber conversion array cable assembly
URG2P2EBH |  | Base Product | Ultra Low Loss (ULL) Singlemode G.657.A2, 2X3, MPO24 (Non-Pinned) to MPO24 (Non-Pinned-QSFP), 48-Fiber, Conversion Array, LSZH | CommScope® | Propel ¦ SYSTIMAX ULL |  | Fiber conversion array cable assembly
UQG2DMXAH |  | Base Product | Ultra Low Loss (ULL) Singlemode G.657.A2, 3X4, MPO24 (Non-Pinned - QSFP-DD) to MPO12 (Pinned), 48-Fiber, Conversion Array, LSZH | CommScope® | Propel ¦ SYSTIMAX ULL |  | Fiber conversion array cable assembly
UQVRVMPAH |  | Base Product | Ultra Low Loss (ULL) OM5, 3X4, MPO16 Multimode APC (Non-Pinned) to MPO12 (Non-Pinned), 48-Fiber, Conversion Array, Plenum | CommScope® | Propel ¦ SYSTIMAX ULL |  | Fiber conversion array cable assembly
URV2DQP7R |  | Base Product | Ultra Low Loss (ULL) OM5 ,1X2, MPO24 (Non-Pinned - QSFP-DD) to MPO8 (Non-Pinned), 16-Fiber, Conversion Array, LSZH | CommScope® | Propel ¦ SYSTIMAX ULL |  | Fiber conversion array cable assembly
UQX2EMPAH |  | Base Product | Ultra Low Loss (ULL) OM4, 3X4, MPO24 (Non-Pinned - QSFP) to MPO12 (Non-Pinned), 48-Fiber, Conversion Array ,Plenum | CommScope® | Propel ¦ SYSTIMAX ULL |  | Fiber conversion array cable assembly
URX2X2EBH |  | Base Product | Ultra Low Loss (ULL) OM4, 2X3, MPO24 (Pinned) to MPO24 (Non-Pinned-QSFP), 48-Fiber, Conversion Array, LSZH | CommScope® | Propel ¦ SYSTIMAX ULL |  | Fiber conversion array cable assembly
UQG2DQP7R |  | Base Product | Ultra Low Loss (ULL) Singlemode G.657.A2, 1X2, MPO24 (Non-Pinned - QSFP-DD) to MPO8 (Non-Pinned), 16-Fiber, Conversion Array, Plenum | CommScope® | Propel ¦ SYSTIMAX ULL |  | Fiber conversion array cable assembly
URX2DMPAH |  | Base Product | Ultra Low Loss (ULL) OM4, 3X4, MPO24 (Non-Pinned - QSFP-DD) to MPO12 (Non-Pinned), 48-Fiber, Conversion Array, LSZH | CommScope® | Propel ¦ SYSTIMAX ULL |  | Fiber conversion array cable assembly
UQXRZQV7R |  | Base Product | Ultra Low Loss (ULL) OM4, 1X2, MPO16 Multimode APC (Pinned) to MPO8 Multimode APC (Non-Pinned), 16-Fiber, Conversion Array, Plenum | CommScope® | Propel ¦ SYSTIMAX ULL |  | Fiber conversion array cable assembly
URV2EMPAH |  | Base Product | Ultra Low Loss (ULL) OM5, 3X4, MPO24 (Non-Pinned - QSFP) to MPO12 (Non-Pinned), 48-Fiber, Conversion Array, LSZH | CommScope® | Propel ¦ SYSTIMAX ULL |  | Fiber conversion array cable assembly
UQX2EMXAH |  | Base Product | Ultra Low Loss (ULL) OM4, 3X4, MPO24 (Non-Pinned - QSFP) to MPO12 (Pinned), 48-Fiber, Conversion Array ,Plenum | CommScope® | Propel ¦ SYSTIMAX ULL |  | Fiber conversion array cable assembly
UQGRPMXAH |  | Base Product | Ultra Low Loss (ULL) Singlemode G.657.A2, 3X4, MPO16 (Non-Pinned) to MPO12 (Pinned), 48-Fiber, Conversion Array, Plenum | CommScope® | Propel ¦ SYSTIMAX ULL |  | Fiber conversion array cable assembly
UQG2EMPAH |  | Base Product | Ultra Low Loss (ULL) Singlemode G.657.A2, 3X4, MPO24 (Non-Pinned - QSFP) to MPO12 (Non-Pinned), 48-Fiber, Conversion Array,Plenum | CommScope® | Propel ¦ SYSTIMAX ULL |  | Fiber conversion array cable assembly
UQVRVMXAH |  | Base Product | Ultra Low Loss (ULL) OM5, 3X4, MPO16 Multimode APC (Non-Pinned) to MPO12 (Pinned), 48-Fiber, Conversion Array, Plenum | CommScope® | Propel ¦ SYSTIMAX ULL |  | Fiber conversion array cable assembly
URX2DMXAH |  | Base Product | Ultra Low Loss (ULL) OM4, 3X4, MPO24 (Non-Pinned - QSFP-DD) to MPO12 (Pinned), 48-Fiber, Conversion Array, LSZH | CommScope® | Propel ¦ SYSTIMAX ULL |  | Fiber conversion array cable assembly
URVRVMPAH |  | Base Product | Ultra Low Loss (ULL) OM5, 3X4, MPO16 Multimode APC (Non-Pinned) to MPO12 (Non-Pinned), 48-Fiber, Conversion Array, LSZH | CommScope® | Propel ¦ SYSTIMAX ULL |  | Fiber conversion array cable assembly
URG2XRPBH |  | Base Product | Ultra Low Loss (ULL) Singlemode G.657.A2, 2X3, MPO24 (Pinned) to MPO16 (Non-Pinned), 48-Fiber, Conversion Array, LSZH | CommScope® | Propel ¦ SYSTIMAX ULL |  | Fiber conversion array cable assembly
URX2DQP7R |  | Base Product | Ultra Low Loss (ULL) OM4, 1X2, MPO24 (Non-Pinned - QSFP-DD) to MPO8 (Non-Pinned), 16-Fiber, Conversion Array, LSZH | CommScope® | Propel ¦ SYSTIMAX ULL |  | Fiber conversion array cable assembly
URV2EQP7R |  | Base Product | Ultra Low Loss (ULL) OM5 ,1X2, MPO24 (Non-Pinned - QSFP) to MPO8 (Non-Pinned), 16-Fiber, Conversion Array, LSZH | CommScope® | Propel ¦ SYSTIMAX ULL |  | Fiber conversion array cable assembly
UQX2P2DBH |  | Base Product | Ultra Low Loss (ULL) OM4 , 2X3, MPO24 (Non-Pinned) to MPO24 (Non-Pinned-QSFP-DD), 48-Fiber, Conversion Array, Plenum | CommScope® | Propel ¦ SYSTIMAX ULL |  | Fiber conversion array cable assembly
URX2EMPAH |  | Base Product | Ultra Low Loss (ULL) OM4, 3X4, MPO24 (Non-Pinned - QSFP) to MPO12 (Non-Pinned), 48-Fiber, Conversion Array, LSZH | CommScope® | Propel ¦ SYSTIMAX ULL |  | Fiber conversion array cable assembly
UQX2P2EBH |  | Base Product | Ultra Low Loss (ULL) OM4 , 2X3, MPO24 (Non-Pinned) to MPO24 (Non-Pinned-QSFP), 48-Fiber, Conversion Array, Plenum | CommScope® | Propel ¦ SYSTIMAX ULL |  | Fiber conversion array cable assembly
UQV2X2DBH |  | Base Product | Ultra Low Loss (ULL) OM5, 2X3, MPO24 (Pinned) to MPO24 (Non-Pinned-QSFP-DD), 48-Fiber, Conversion Array, Plenum | CommScope® | Propel ¦ SYSTIMAX ULL |  | Fiber conversion array cable assembly
URVRVMXAH |  | Base Product | Ultra Low Loss (ULL) OM5, 3X4, MPO16 Multimode APC (Non-Pinned) to MPO12 (Pinned), 48-Fiber, Conversion Array, Plenum | CommScope® | Propel ¦ SYSTIMAX ULL |  | Fiber conversion array cable assembly
UQVRVQP7R |  | Base Product | Ultra Low Loss (ULL) OM5, 1X2, MPO16 Multimode APC (Non-Pinned) to MPO8 (Non-Pinned), 16-Fiber, Conversion Array, Plenum | CommScope® | Propel ¦ SYSTIMAX ULL |  | Fiber conversion array cable assembly
URX2EMXAH |  | Base Product | Ultra Low Loss (ULL) OM4, 3X4, MPO24 (Non-Pinned - QSFP) to MPO12 (Pinned), 48-Fiber, Conversion Array, LSZH | CommScope® | Propel ¦ SYSTIMAX ULL |  | Fiber conversion array cable assembly
UQG2P2DBH |  | Base Product | Ultra Low Loss (ULL) Singlemode G.657.A2, 2X3, MPO24 (Non-Pinned) to MPO24 (Non-Pinned-QSFP-DD), 48-Fiber, Conversion Array, Plenum | CommScope® | Propel ¦ SYSTIMAX ULL |  | Fiber conversion array cable assembly
URX2EQP7R |  | Base Product | Ultra Low Loss (ULL) OM4 ,1X2, MPO24 (Non-Pinned - QSFP) to MPO8 (Non-Pinned), 16-Fiber, Conversion Array, LSZH | CommScope® | Propel ¦ SYSTIMAX ULL |  | Fiber conversion array cable assembly
UQX2X2DBH |  | Base Product | Ultra Low Loss (ULL) OM4, 2X3, MPO24 (Pinned) to MPO24 (Non-Pinned-QSFP-DD), 48-Fiber, Conversion Array, Plenum | CommScope® | Propel ¦ SYSTIMAX ULL |  | Fiber conversion array cable assembly
UQVRZQP7R |  | Base Product | Ultra Low Loss (ULL) OM5, 1X2, MPO16 Multimode APC (Pinned) to MPO8 Multimode APC (Non-Pinned), 16-Fiber, Conversion Array, Plenum | CommScope® | Propel ¦ SYSTIMAX ULL |  | Fiber conversion array cable assembly
URGRXQP7R |  | Base Product | Ultra Low Loss (ULL) Singlemode G.657.A2, 1X2, MPO16 (Pinned) to MPO8 (Non-Pinned), 16-Fiber, Conversion Array, LSZH | CommScope® | Propel ¦ SYSTIMAX ULL |  | Fiber conversion array cable assembly
URX2P2DBH |  | Base Product | Ultra Low Loss (ULL) OM4 , 2X3, MPO24 (Non-Pinned) to MPO24 (Non-Pinned-QSFP-DD), 48-Fiber, Conversion Array, LSZH | CommScope® | Propel ¦ SYSTIMAX ULL |  | Fiber conversion array cable assembly
UQG2PRPBH |  | Base Product | Ultra Low Loss (ULL) Singlemode G.657.A2, 2X3, MPO24 (Non-Pinned) to MPO16 (Non-Pinned), 48-Fiber, Conversion Array, Plenum | CommScope® | Propel ¦ SYSTIMAX ULL |  | Fiber conversion array cable assembly
UQVRZQV7R |  | Base Product | Ultra Low Loss (ULL) OM5, 1X2, MPO16 Multimode APC (Pinned) to MPO8 Multimode APC (Non-Pinned), 16-Fiber, Conversion Array, Plenum | CommScope® | Propel ¦ SYSTIMAX ULL |  | Fiber conversion array cable assembly
URG2EQP7R |  | Base Product | Ultra Low Loss (ULL) Singlemode G.657.A2, 1X2, MPO24 (Non-Pinned - QSFP) to MPO8 (Non-Pinned), 16-Fiber, Conversion Array, LSZH | CommScope® | Propel ¦ SYSTIMAX ULL |  | Fiber conversion array cable assembly
UQXRVQP7R |  | Base Product | Ultra Low Loss (ULL) OM4, 1X2, MPO16 Multimode APC (Non-Pinned) to MPO8 (Non-Pinned), 16-Fiber, Conversion Array, Plenum | CommScope® | Propel ¦ SYSTIMAX ULL |  | Fiber conversion array cable assembly
URVRVQV7R |  | Base Product | Ultra Low Loss (ULL) OM5, 1X2, MPO16 Multimode APC (Non-Pinned) to MPO8 Multimode APC (Non-Pinned), 16-Fiber, Conversion Array, LSZH | CommScope® | Propel ¦ SYSTIMAX ULL |  | Fiber conversion array cable assembly
URV2DMPAH |  | Base Product | Ultra Low Loss (ULL) OM5, 3X4, MPO24 (Non-Pinned - QSFP-DD) to MPO12 (Non-Pinned), 48-Fiber, Conversion Array, LSZH | CommScope® | Propel ¦ SYSTIMAX ULL |  | Fiber conversion array cable assembly
URV2PRVBH |  | Base Product | Ultra Low Loss (ULL) OM5, 2X3, MPO24 (Non-Pinned) to MPO16 Multimode APC (Non-Pinned), 48-Fiber, Conversion Array, LSZH | CommScope® | Propel ¦ SYSTIMAX ULL |  | Fiber conversion array cable assembly
UQG2X2DBH |  | Base Product | Ultra Low Loss (ULL) Singlemode G.657.A2 , 2X3, MPO24 (Non-Pinned) to MPO24 (Non-Pinned-QSFP-DD), 48-Fiber, Conversion Array, Plenum | CommScope® | Propel ¦ SYSTIMAX ULL |  | Fiber conversion array cable assembly
URV2X2DBH |  | Base Product | Ultra Low Loss (ULL) OM4, 2X3, MPO24 (Pinned) to MPO24 (Non-Pinned-QSFP-DD), 48-Fiber, Conversion Array, LSZH | CommScope® | Propel ¦ SYSTIMAX ULL |  | Fiber conversion array cable assembly
URXRVQV7R |  | Base Product | Ultra Low Loss (ULL) OM4, 1X2, MPO16 Multimode APC (Non-Pinned) to MPO8 Multimode APC (Non-Pinned), 16-Fiber, Conversion Array, LSZH | CommScope® | Propel ¦ SYSTIMAX ULL |  | Fiber conversion array cable assembly
URV2X2EBH |  | Base Product | Ultra Low Loss (ULL) OM4, 2X3, MPO24 (Pinned) to MPO24 (Non-Pinned-QSFP), 48-Fiber, Conversion Array, LSZH | CommScope® | Propel ¦ SYSTIMAX ULL |  | Fiber conversion array cable assembly
UJVQPUCTR |  | Base Product | Ultra Low Loss (ULL) OM5 MPO8 (Non-Pinned) to unconnectorized, Fiber Trunk Cable Assembly, 16-Fiber, Dual Rated (OFNR/LSZH) | CommScope® | Propel ¦ SYSTIMAX ULL |  | Fiber trunk cable assembly
U3VQXQXTN |  | Base Product | Ultra Low Loss (ULL) OM5 MPO8 (Pinned) to MPO8 (Pinned), Fiber Trunk Cable Assembly, 192-Fiber, LZSH B2ca | CommScope® | Propel ¦ SYSTIMAX ULL |  | Fiber trunk cable assembly
UJXQPUCT8 |  | Base Product | Ultra Low Loss (ULL) OM4 MPO8 (Non-Pinned) to unconnectorized, Fiber Trunk Cable Assembly, 8-Fiber, Dual Rated (OFNR/LSZH) | CommScope® | Propel ¦ SYSTIMAX ULL |  | Fiber trunk cable assembly
UGGQPUCTK |  | Base Product | Ultra Low Loss (ULL) Singlemode MPO8 (Non-Pinned) to unconnectorized, Fiber Trunk Cable Assembly, 72-Fiber, Plenum | CommScope® | Propel ¦ SYSTIMAX ULL |  | Fiber trunk cable assembly
UJGQXQXTM |  | Base Product | Ultra Low Loss (ULL) Singlemode MPO8 (Pinned) to MPO8 (Pinned), Fiber Trunk Cable Assembly, 144-Fiber, Dual Rated (OFNR/LSZH) | CommScope® | Propel ¦ SYSTIMAX ULL |  | Fiber trunk cable assembly
U3XQXQXT8 |  | Base Product | Ultra Low Loss (ULL) OM4 MPO8 (Pinned) to MPO8 (Pinned), Fiber Trunk Cable Assembly, 8-Fiber, LZSH B2ca | CommScope® | Propel ¦ SYSTIMAX ULL |  | Fiber trunk cable assembly
760237948 | 3298A-B WH 4/22 R1640 | Variant | 3298A-B Category 7A S/FTP Cable, low smoke zero halogen, white jacket, 4 pair count, 1640 ft (500 m) length, reel | CommScope® |  |  | Twisted pair cable
760237883 | 3071E-B WHT C6 4/23 U/UTP R1000 | Variant of 3071E | GigaSPEED XL® 3071E-B ETL Verified Category 6 U/UTP Cable, low smoke zero halogen, white jacket, 4 pair count, 1000 ft (305 m) length, reel | SYSTIMAX® | GigaSPEED XL® |  | Twisted pair cable
760237952 | 3296A-B WH 4/23 R1640 | Variant | 3296A-B Category 6A F/FTP Cable, low smoke zero halogen, white jacket, 4 pair count, 1640 ft (500 m) length, reel | SYSTIMAX® |  |  | Twisted pair cable
760237953 | 3296A-C WH 4/23 R1640 | Variant | 3296A-C Category 6A F/FTP Cable, low smoke zero halogen, white jacket, 4 pair count, 1640 ft (500 m) length, reel | SYSTIMAX® |  |  | Twisted pair cable |  | Discontinued
760237995 | EHD12-DM-24LC-SM-AS-ULL | Variant of EHD-MODULES | EHD ULL Singlemode MPO-12 distribution module, 24LC to 2x12f MPOs pinned, dust plugs | CommScope® |  | EHD | Fiber module
760237996 | EHD12-DM-24LC-SM-AF-ULL | Variant of EHD-MODULES | EHD ULL Singlemode MPO-12 distribution module, 24LC to 2x12f MPOs pinned, dust plugs | CommScope® |  | EHD | Fiber module
760238082 | DM08-24LC-SM-ULL | Variant of G2-MODULES | G2 ULL Singlemode MPO-8 Distribution Module, 24LC to 3x8f MPOs unpinned, internal shutters | CommScope® | SYSTIMAX ULL | G2 | Fiber module
760238083 | DM12-24LC-SM-ULL | Variant of G2-MODULES | G2 ULL Singlemode MPO-12 Distribution Module, 24LC to 2X12f MPOs unpinned, internal shutters | CommScope® | SYSTIMAX ULL | G2 | Fiber module
760238085 | DM12iP-24LC-SM-ULL | Variant of G2-MODULES | G2 ULL Singlemode MPO-12 Distribution Module, 2x12F MPO unpinned to 24F LC Blue, Method B Enhanced, iPatch Ready | CommScope® | SYSTIMAX ULL ¦ TeraSPEED® |  | Fiber module
874049304/10 | CS34P-IO BLK C6 4/23 U/UTP RL 1KFT | Variant of CS34P-IO | CS34P-IO Indoor/Outdoor Category 6 U/UTP Cable, plenum, outdoor rated, black jacket, 4 pair count, 1000 ft (305 m) length reel | CommScope® |  |  | Twisted pair cable
760240771 | UDS-6RU-DOOR-LOCK-KT | Variant | Front door lock kit for UDS-6RU panel. Includes 3 locks and 1 key. Assembly required |  |  |  | Lock kit
760240845 | 3091B-B SLT 4/23 W1000 | Variant of 3091B | GigaSPEED X10D® 3091B-B ETL Verified Category 6A U/UTP Cable, slate jacket, 4 pair count, 1000 ft (305 m) length, WE TOTE® box | SYSTIMAX® | GigaSPEED X10D® |  | Twisted pair cable
760240842 | 3091B-C SLT 4/23 W1000 | Variant of 3091B | GigaSPEED X10D® 3091B-C ETL Verified Category 6A U/UTP Cable, slate jacket, 4 pair count, 1000 ft (305 m) length, WE TOTE® box | SYSTIMAX® | GigaSPEED X10D® |  | Twisted pair cable |  | Discontinued
760236390 | VP360-12U-Door-10 | Variant | GigaSPEED X10D® VisiPatch® 360 12U Door, 10 In. | SYSTIMAX® | VisiPatch® |  | Door
760237063 | 360-IPR-SMOD-6A-2U-48 | Variant of 360-MOD-PANELS | SYSTIMAX 360™ GigaSHIELD X10D® Shielded Modular Panel, Cat 6A, 2U, 48 port, Silver | SYSTIMAX® |  |  | Copper patch panel
760237225 | CM24-2X6-WB-ULL | Variant of G2-MODULES | G2 ULL 4x6 Multimode OM5 WideBand Conversion Module, (2) MPO-24 unpinned ports rear, (6) MPO-8 pinned front | CommScope® | SYSTIMAX ULL |  | Fiber module
760237217 | CM12-2X3-LS-ULL | Variant of G2-MODULES | G2 ULL 2x3 Multimode OM4 Conversion Module, (2) MPO-12 unpinned ports rear, (3) MPO-8 pinned front | CommScope® | SYSTIMAX ULL |  | Fiber module
760237218 | CM12-2X3-WB-ULL | Variant of G2-MODULES | G2 ULL 2x3 Multimode OM5 WideBand Conversion Module, (2) MPO-12 unpinned ports rear, (3) MPO-8 pinned front | CommScope® | SYSTIMAX ULL |  | Fiber module
760237222 | CM24-1X3-LS-ULL | Variant of G2-MODULES | G2 ULL 1x3 Multimode OM4 Conversion Module, (1) MPO-24 unpinned ports rear, (3) MPO-8 pinned front | CommScope® | SYSTIMAX ULL |  | Fiber module
760237223 | CM24-1X3-WB-ULL | Variant of G2-MODULES | G2 ULL 1x3 Multimode OM5 WideBand Conversion Module, (1) MPO-24 unpinned ports rear, (3) MPO-8 pinned front | CommScope® | SYSTIMAX ULL |  | Fiber module
760237623 | 3091B-C BLU C6A 4/23 U/UTP R1000 | Variant of 3091B | GigaSPEED X10D® 3091B-C ETL Verified Category 6A U/UTP Cable, blue jacket, 4 pair count, 1000 ft (305 m) length, reel | SYSTIMAX® | GigaSPEED X10D® |  | Twisted pair cable |  | Discontinued
760237719 | HD-2U-23IN-KIT | Variant | Extender / Recess Bracket 2 RU | CommScope® |  |  | Mounting bracket
760261312 | 3091SD WHI C6A 4/23 U/UTP R1000 | Variant of 3091SD | GigaSPEED X10D® 3091SD Category 6A U/UTP Cable, white jacket, 4 pair count, 1000 ft (305 m) length, reel | SYSTIMAX® | GigaSPEED X10D® |  | Twisted pair cable
107001687 | 1061C YL 4/24 W1000 | Variant of 1061C | PowerSUM 1061C ETL Verified Category 5e U/UTP Cable, non-plenum CM rated, yellow jacket, 4 pair count, 1000 ft (305 m) length, WE TOTE® box | SYSTIMAX® | PowerSUM |  | Twisted pair cable
1499418-1 | 1061F Cat5e U/UTP WHT 25/24 R1000 | Variant of 1061F | 1061F Cat5e U/UTP Cable, Riser, White Jacket, 25 pair count, 1000 ft (305 M) length reel | CommScope® |  |  | Twisted pair cable
1499418-2 | 1061F SLT C5E 25/24 U/UTP R1000 | Variant of 1061F | 1061F Cat5e U/UTP Cable, Riser, Slate Jacket, 25 pair count, 1000 ft (305 M) length reel | CommScope® |  |  | Twisted pair cable
760259751 | 2091SDB PRP C6A 4/23 U/UTP W1000 | Variant of 2091SDB | GigaSPEED X10D® 2091SDB ETL verified Category 6A U/UTP Cable, plenum, purple jacket, 4 pair count, 1000 ft (305 m) length, We-Tote Box | SYSTIMAX® | GigaSPEED X10D® |  | Twisted pair cable
760258695 | 2091SDB ORG C6A 4/23 U/UTP R3000 | Variant of 2091SDB | GigaSPEED X10D® 2091SDB ETL verified Category 6A U/UTP Cable, plenum, orange jacket, 4 pair count, 3000 ft (915 m) length, reel | SYSTIMAX® | GigaSPEED X10D® |  | Twisted pair cable
760257919 | 2091SDB ORG C6A 4/23 U/UTP R1000 | Variant of 2091SDB | GigaSPEED X10D® 2091SDB ETL verified Category 6A U/UTP Cable, plenum, orange jacket, 4 pair count, 1000 ft (305 m) length, reel | SYSTIMAX® | GigaSPEED X10D® |  | Twisted pair cable
760260685 | 3073A BLK C6 4/21 U/UTP R1000 | Variant of 3073A | GigaREACH™ XL 3073A Category 6 U/UTP Cable, low smoke zero halogen, black jacket, 4 pair count, 1000 ft (305 m) length, reel | SYSTIMAX® | GigaREACH™ XL |  | Twisted pair cable
107244022 | 1061C LL 4/24 W1000 | Variant of 1061C | PowerSUM 1061C ETL Verified Category 5e U/UTP Cable, non-plenum CM rated, lilac jacket, 4 pair count, 1000 ft (305 m) length, WE TOTE® box | SYSTIMAX® | PowerSUM |  | Twisted pair cable
107147787 | 1061C WH 4/24 W1000 | Variant of 1061C | PowerSUM 1061C ETL Verified Category 5e U/UTP Cable, non-plenum CM rated, white jacket, 4 pair count, 1000 ft (305 m) length, WE TOTE® box | SYSTIMAX® | PowerSUM |  | Twisted pair cable
107509051 | 1061C BK 4/24 W1000 | Variant of 1061C | PowerSUM 1061C ETL Verified Category 5e U/UTP Cable, non-plenum CM rated, black jacket, 4 pair count, 1000 ft (305 m) length, WE TOTE® box | SYSTIMAX® | PowerSUM |  | Twisted pair cable
107536823 | L2300-WH ELECTRICAL WHITE-262 | Variant | PATCHMAX® L2300 Icons, white | SYSTIMAX® | PATCHMAX® |  | Icon kit
107819575 | 1061B WH 4/24 W1000 | Variant of 1061B | PowerSUM 1061B ETL Verified Category 5e U/UTP Cable, non-plenum CMR rated, white jacket, 4 pair count, 1000 ft (305 m) length, WE TOTE® box | SYSTIMAX® | PowerSUM |  | Twisted pair cable
108528423 | 110SG3-2688L | Variant | VisiPatch® 360 Wiring Block Label, slate | SYSTIMAX® | VisiPatch® |  | Label kit |  | Discontinued
108528464 | 110BG3-2688L | Variant | VisiPatch® 360 Wiring Block Label, blue | SYSTIMAX® | VisiPatch® |  | Label kit
108528472 | 110KG3-2688L | Variant | VisiPatch® 360 Wiring Block Label, brown | SYSTIMAX® | VisiPatch® |  | Label kit |  | Discontinued
108528597 | 110CG3-2688L | Variant | VisiPatch® 360 Wiring Block Label, orange | SYSTIMAX® | VisiPatch® |  | Label kit |  | Discontinued
108528407 | 110YG3-2688L | Variant | VisiPatch® 360 Wiring Block Label, yellow | SYSTIMAX® | VisiPatch® |  | Label kit
1427278-1 | 3061B Cat5e U/UTP WHT 25/24 R1000 | Variant of 3061B | 3061B Cat5e U/UTP Cable, LSZH, White Jacket, 25 pair count, 1000 ft (305 M) length reel | CommScope® |  |  | Twisted pair cable
EH0108-007 | OCP-S5-15DGSEN-XX-AP | Variant of OCP | Fiber Optic Pigtail, Single fiber white color, OM4, SC to Stub, 0.9 mm diameter, 1.5 m |  |  | OCP | Fiber pigtail ¦ jacketed
EHD-4U |  | Variant of EHD-PANELS | SYSTIMAX® EHD 4U sliding tray fiber panel, accepts (24) EHD ULL modules, splice cassettes or MPO panels, providing up to 288 duplex LC ports or up to 288 MPO ports, High Speed Migration | CommScope® |  | EHD | Fiber patch panel |  | Discontinued
EHD-4U-W |  | Variant of EHD-PANELS | SYSTIMAX® EHD 4U sliding tray fiber panel, accepts (24) EHD ULL modules, splice cassettes or MPO panels, providing up to 288 duplex LC ports or up to 288 MPO ports, white, High Speed Migration | CommScope® |  | EHD | Fiber patch panel |  | Discontinued
AGGRYRY3R |  | Base Product | Ultra Low Loss (ULL) Singlemode G.657.A2 MPO16 (Pinned) Push Pull to MPO16 (Pinned) Push Pull, Fiber Trunk Cable Assembly, 16-Fiber, Plenum, Method A | CommScope® | Propel |  | Fiber trunk cable assembly
AGGRYRY3U |  | Base Product | Ultra Low Loss (ULL) Singlemode G.657.A2 MPO16 (Pinned) Push Pull to MPO16 (Pinned) Push Pull, Fiber Trunk Cable Assembly, 64-Fiber, Plenum, Method A | CommScope® | Propel |  | Fiber trunk cable assembly
AGGRYUC3L |  | Base Product | Ultra Low Loss (ULL) Singlemode G.657.A2 MPO16 (Pinned) Push Pull to Unconnectorized, Fiber Trunk Cable Assembly, 96-Fiber, Plenum, Method A | CommScope® | Propel |  | Fiber trunk cable assembly
AGGRYUC3M |  | Base Product | Ultra Low Loss (ULL) Singlemode G.657.A2 MPO16 (Pinned) Push Pull to Unconnectorized, Fiber Trunk Cable Assembly, 144-Fiber, Plenum, Method A | CommScope® | Propel |  | Fiber trunk cable assembly
AGGRYUC3U |  | Base Product | Ultra Low Loss (ULL) Singlemode G.657.A2 MPO16 (Pinned) Push Pull to Unconnectorized, Fiber Trunk Cable Assembly, 64-Fiber, Plenum, Method A | CommScope® | Propel |  | Fiber trunk cable assembly
AJGRWRW3Q |  | Base Product | Ultra Low Loss (ULL) Singlemode G.657.A2 MPO16 (Non-Pinned) Push Pull to MPO16 (Non-Pinned) Push Pull, Fiber Trunk Cable Assembly, 128-Fiber, Dual Rated (OFNR/LSZH), Method A | CommScope® | Propel |  | Fiber trunk cable assembly
AJGRWRW3U |  | Base Product | Ultra Low Loss (ULL) Singlemode G.657.A2 MPO16 (Non-Pinned) Push Pull to MPO16 (Non-Pinned) Push Pull, Fiber Trunk Cable Assembly, 64-Fiber, Dual Rated (OFNR/LSZH), Method A | CommScope® | Propel |  | Fiber trunk cable assembly
AJGRWRY3N |  | Base Product | Ultra Low Loss (ULL) Singlemode G.657.A2 MPO16 (Non-Pinned) Push Pull to MPO16 (Pinned) Push Pull, Fiber Trunk Cable Assembly, 192-Fiber, Dual Rated (OFNR/LSZH), Method A | CommScope® | Propel |  | Fiber trunk cable assembly
AJGRWRY3R |  | Base Product | Ultra Low Loss (ULL) Singlemode G.657.A2 MPO16 (Non-Pinned) Push Pull to MPO16 (Pinned) Push Pull, Fiber Trunk Cable Assembly, 16-Fiber, Dual Rated (OFNR/LSZH), Method A | CommScope® | Propel |  | Fiber trunk cable assembly
AJGRWRY3S |  | Base Product | Ultra Low Loss (ULL) Singlemode G.657.A2 MPO16 (Non-Pinned) Push Pull to MPO16 (Pinned) Push Pull, Fiber Trunk Cable Assembly, 32-Fiber, Dual Rated (OFNR/LSZH), Method A | CommScope® | Propel |  | Fiber trunk cable assembly
AJGRWRY3W |  | Base Product | Ultra Low Loss (ULL) Singlemode G.657.A2 MPO16 (Non-Pinned) Push Pull to MPO16 (Pinned) Push Pull, Fiber Trunk Cable Assembly, 576-Fiber, Dual Rated (OFNR/LSZH), Method A | CommScope® | Propel |  | Fiber trunk cable assembly
AJGRWUC3H |  | Base Product | Ultra Low Loss (ULL) Singlemode G.657.A2 MPO16 (Non-Pinned) Push Pull to Unconnectorized, Fiber Trunk Cable Assembly, 48-Fiber, Dual Rated (OFNR/LSZH), Method A | CommScope® | Propel |  | Fiber trunk cable assembly
AJGRWUC3N |  | Base Product | Ultra Low Loss (ULL) Singlemode G.657.A2 MPO16 (Non-Pinned) Push Pull to Unconnectorized, Fiber Trunk Cable Assembly, 192-Fiber, Dual Rated (OFNR/LSZH), Method A | CommScope® | Propel |  | Fiber trunk cable assembly
AJGRWUC3P |  | Base Product | Ultra Low Loss (ULL) Singlemode G.657.A2 MPO16 (Non-Pinned) Push Pull to Unconnectorized, Fiber Trunk Cable Assembly, 288-Fiber, Dual Rated (OFNR/LSZH), Method A | CommScope® | Propel |  | Fiber trunk cable assembly
AJGRWUC3Q |  | Base Product | Ultra Low Loss (ULL) Singlemode G.657.A2 MPO16 (Non-Pinned) Push Pull to Unconnectorized, Fiber Trunk Cable Assembly, 128-Fiber, Dual Rated (OFNR/LSZH), Method A | CommScope® | Propel |  | Fiber trunk cable assembly
AJGRWUC3W |  | Base Product | Ultra Low Loss (ULL) Singlemode G.657.A2 MPO16 (Non-Pinned) Push Pull to Unconnectorized, Fiber Trunk Cable Assembly, 576-Fiber, Dual Rated (OFNR/LSZH), Method A | CommScope® | Propel |  | Fiber trunk cable assembly
AJGRYRY3S |  | Base Product | Ultra Low Loss (ULL) Singlemode G.657.A2 MPO16 (Pinned) Push Pull to MPO16 (Pinned) Push Pull, Fiber Trunk Cable Assembly, 32-Fiber, Dual Rated (OFNR/LSZH), Method A | CommScope® | Propel |  | Fiber trunk cable assembly
AJGRYUC3S |  | Base Product | Ultra Low Loss (ULL) Singlemode G.657.A2 MPO16 (Pinned) Push Pull to Unconnectorized, Fiber Trunk Cable Assembly, 32-Fiber, Dual Rated (OFNR/LSZH), Method A | CommScope® | Propel |  | Fiber trunk cable assembly
AJGRYUC3W |  | Base Product | Ultra Low Loss (ULL) Singlemode G.657.A2 MPO16 (Pinned) Push Pull to Unconnectorized, Fiber Trunk Cable Assembly, 576-Fiber, Dual Rated (OFNR/LSZH), Method A | CommScope® | Propel |  | Fiber trunk cable assembly
UQXMPMXUD |  | Base Product | Ultra Low Loss (ULL) OM4 MPO12 (Non-Pinned) to MPO12 (Pinned), Fiber Array Cable Assembly, 12-Fiber, Plenum | CommScope® | Propel ¦ SYSTIMAX ULL |  | Fiber array cable assembly
UJGQPQPTS |  | Base Product | Ultra Low Loss (ULL) Singlemode MPO8 (Unpinned) to MPO8 (Unpinned), Fiber Trunk Cable Assembly, 32-Fiber, Dual Rated (OFNR/LSZH) | CommScope® | Propel ¦ SYSTIMAX ULL |  | Fiber trunk cable assembly
CAAXD | IP6A-12PUTP-O1S-BLUNT | Base Product | InstaPATCH® Cu GigaSPEED X10D® U/UTP Plenum Preterminated Copper Cable, single row standard density outlet to unterminated, 12 links | CommScope® | GigaSPEED X10D® ¦ InstaPATCH® Cu |  | Copper trunk cable assembly
CAANB | IP6A-06PUTP-O1S-1100L | Base Product | InstaPATCH® Cu GigaSPEED X10D® U/UTP Plenum Preterminated Copper Cable, single row standard density outlet to 1100 module, 6 links | CommScope® | GigaSPEED X10D® ¦ InstaPATCH® Cu |  | Copper trunk cable assembly
CAAAD | IP6A-12PUTP-O1S-O1S | Base Product | InstaPATCH® Cu GigaSPEED X10D® U/UTP Plenum Preterminated Copper Cable, single row standard density outlet to single row standard density outlet, 12 links | CommScope® | GigaSPEED X10D® ¦ InstaPATCH® Cu |  | Copper trunk cable assembly
CAAAG | IP6A-24PUTP-O1S-O1S | Base Product | InstaPATCH® Cu GigaSPEED X10D® U/UTP Plenum Preterminated Copper Cable, single row standard density outlet to single row standard density outlet, 24 links | CommScope® | GigaSPEED X10D® ¦ InstaPATCH® Cu |  | Copper trunk cable assembly
CABAB | IP6A-06PUTP-O2S-O1S | Base Product | InstaPATCH® Cu GigaSPEED X10D® U/UTP Plenum Preterminated Copper Cable, dual row standard density outlet to single row standard density outlet, 6 links | CommScope® | GigaSPEED X10D® ¦ InstaPATCH® Cu |  | Copper trunk cable assembly
CABHG | IP6A-24PUTP-O2S-PG2S | Base Product | InstaPATCH® Cu GigaSPEED X10D® U/UTP Plenum Preterminated Copper Cable, dual row standard density outlet to dual row standard density RJ45 plug, 24 links | CommScope® | GigaSPEED X10D® ¦ InstaPATCH® Cu |  | Copper trunk cable assembly
CAABC | IP6A-08PUTP-O1S-O2S | Base Product | InstaPATCH® Cu GigaSPEED X10D® U/UTP Plenum Preterminated Copper Cable, single row standard density outlet to dual row standard density outlet, 8 links | CommScope® | GigaSPEED X10D® ¦ InstaPATCH® Cu |  | Copper trunk cable assembly
CABNB | IP6A-06PUTP-O2S-1100L | Base Product | InstaPATCH® Cu GigaSPEED X10D® U/UTP Plenum Preterminated Copper Cable, dual row standard density outlet to 1100 module, 6 links | CommScope® | GigaSPEED X10D® ¦ InstaPATCH® Cu |  | Copper trunk cable assembly
CAABD | IP6A-12PUTP-O1S-O2S | Base Product | InstaPATCH® Cu GigaSPEED X10D® U/UTP Plenum Preterminated Copper Cable, single row standard density outlet to dual row standard density outlet, 12 links | CommScope® | GigaSPEED X10D® ¦ InstaPATCH® Cu |  | Copper trunk cable assembly
CAATE | IP6A-16PUTP-O1S-1LK08 | Base Product | InstaPATCH® Cu GigaSPEED X10D® U/UTP Plenum Preterminated Copper Cable, single row standard density outlet to dual row OneLink 2x4, 16 links | CommScope® | GigaSPEED X10D® ¦ InstaPATCH® Cu |  | Copper trunk cable assembly
CABBC | IP6A-08PUTP-O2S-O2S | Base Product | InstaPATCH® Cu GigaSPEED X10D® U/UTP Plenum Preterminated Copper Cable, dual row standard density outlet to dual row standard density outlet, 8 links | CommScope® | GigaSPEED X10D® ¦ InstaPATCH® Cu |  | Copper trunk cable assembly
CAHRB | IP6A-06PUTP-PG2S-1100E | Base Product | InstaPATCH® Cu GigaSPEED X10D® U/UTP Plenum Preterminated Copper Cable, dual row standard density RJ45 plug to 360 1100 Evolve module, 6 links | CommScope® | GigaSPEED X10D® ¦ InstaPATCH® Cu |  | Copper trunk cable assembly
CAAGG | IP6A-24PUTP-O1S-PG1S | Base Product | InstaPATCH® Cu GigaSPEED X10D® U/UTP Plenum Preterminated Copper Cable, single row standard density outlet to single row standard density RJ45 plug, 24 links | CommScope® | GigaSPEED X10D® ¦ InstaPATCH® Cu |  | Copper trunk cable assembly
CAGGB | IP6A-06PUTP-PG1S-PG1S | Base Product | InstaPATCH® Cu GigaSPEED X10D® U/UTP Plenum Preterminated Copper Cable, single row standard density RJ45 plug to single row standard density RJ45 plug, 6 links | CommScope® | GigaSPEED X10D® ¦ InstaPATCH® Cu |  | Copper trunk cable assembly
CAGXA | IP6A-04PUTP-PG1S-BLUNT | Base Product | InstaPATCH® Cu GigaSPEED X10D® U/UTP Plenum Preterminated Copper Cable, single row standard density RJ45 plug to unterminated, 4 links | CommScope® | GigaSPEED X10D® ¦ InstaPATCH® Cu |  | Copper trunk cable assembly
CAHRG | IP6A-24PUTP-PG2S-1100E | Base Product | InstaPATCH® Cu GigaSPEED X10D® U/UTP Plenum Preterminated Copper Cable, dual row standard density RJ45 plug to 360 1100 Evolve module, 24 links | CommScope® | GigaSPEED X10D® ¦ InstaPATCH® Cu |  | Copper trunk cable assembly
CAAXC | IP6A-08PUTP-O1S-BLUNT | Base Product | InstaPATCH® Cu GigaSPEED X10D® U/UTP Plenum Preterminated Copper Cable, single row standard density outlet to unterminated, 8 links | CommScope® | GigaSPEED X10D® ¦ InstaPATCH® Cu |  | Copper trunk cable assembly
CAGGD | IP6A-12PUTP-PG1S-PG1S | Base Product | InstaPATCH® Cu GigaSPEED X10D® U/UTP Plenum Preterminated Copper Cable, single row standard density RJ45 plug to single row standard density RJ45 plug, 12 links | CommScope® | GigaSPEED X10D® ¦ InstaPATCH® Cu |  | Copper trunk cable assembly
CAGGG | IP6A-24PUTP-PG1S-PG1S | Base Product | InstaPATCH® Cu GigaSPEED X10D® U/UTP Plenum Preterminated Copper Cable, single row standard density RJ45 plug to single row standard density RJ45 plug, 24 links | CommScope® | GigaSPEED X10D® ¦ InstaPATCH® Cu |  | Copper trunk cable assembly
CARXB | IP6A-06PUTP-1100E-BLUNT | Base Product | InstaPATCH® Cu GigaSPEED X10D® U/UTP Plenum Preterminated Copper Cable, 360 1100 Evolve module to unterminated, 6 links | CommScope® | GigaSPEED X10D® ¦ InstaPATCH® Cu |  | Copper trunk cable assembly
CANXG | IP6A-24PUTP-1100L-BLUNT | Base Product | InstaPATCH® Cu GigaSPEED X10D® U/UTP Plenum Preterminated Copper Cable, 1100 module to unterminated, 24 links | CommScope® | GigaSPEED X10D® ¦ InstaPATCH® Cu |  | Copper trunk cable assembly
CAGXG | IP6A-24PUTP-PG1S-BLUNT | Base Product | InstaPATCH® Cu GigaSPEED X10D® U/UTP Plenum Preterminated Copper Cable, single row standard density RJ45 plug to unterminated, 24 links | CommScope® | GigaSPEED X10D® ¦ InstaPATCH® Cu |  | Copper trunk cable assembly
CACCD | IP6A-12PUTP-O2H-O2H | Base Product | InstaPATCH® Cu GigaSPEED X10D® U/UTP Plenum Preterminated Copper Cable, dual row high density outlet to dual row standard density outlet, 12 links | CommScope® | GigaSPEED X10D® ¦ InstaPATCH® Cu |  | Copper trunk cable assembly
CARXD | IP6A-12PUTP-1100E-BLUNT | Base Product | InstaPATCH® Cu GigaSPEED X10D® U/UTP Plenum Preterminated Copper Cable, 360 1100 Evolve module to unterminated, 12 links | CommScope® | GigaSPEED X10D® ¦ InstaPATCH® Cu |  | Copper trunk cable assembly
CAGND | IP6A-12PUTP-PG1S-1100L | Base Product | InstaPATCH® Cu GigaSPEED X10D® U/UTP Plenum Preterminated Copper Cable, single row standard density RJ45 plug to 1100 module, 12 links | CommScope® | GigaSPEED X10D® ¦ InstaPATCH® Cu |  | Copper trunk cable assembly
CARNB | IP6A-06PUTP-1100E-1100L | Base Product | InstaPATCH® Cu GigaSPEED X10D® U/UTP Plenum Preterminated Copper Cable, 360 1100 Evolve module to 1100 module, 6 links | CommScope® | GigaSPEED X10D® ¦ InstaPATCH® Cu |  | Copper trunk cable assembly
CAJJG | IP6A-24PUTP-PG2H-PG2H | Base Product | InstaPATCH® Cu GigaSPEED X10D® U/UTP Plenum Preterminated Copper Cable, dual row high density RJ45 plug to dual row high density RJ45 plug, 24 links | CommScope® | GigaSPEED X10D® ¦ InstaPATCH® Cu |  | Copper trunk cable assembly
CAGNG | IP6A-24PUTP-PG1S-1100L | Base Product | InstaPATCH® Cu GigaSPEED X10D® U/UTP Plenum Preterminated Copper Cable, single row standard density RJ45 plug to 1100 module, 24 links | CommScope® | GigaSPEED X10D® ¦ InstaPATCH® Cu |  | Copper trunk cable assembly
CAHNB | IP6A-06PUTP-PG2S-1100L | Base Product | InstaPATCH® Cu GigaSPEED X10D® U/UTP Plenum Preterminated Copper Cable, dual row standard density RJ45 plug to 1100 module, 6 links | CommScope® | GigaSPEED X10D® ¦ InstaPATCH® Cu |  | Copper trunk cable assembly
CARNF | IP6A-18PUTP-1100E-1100L | Base Product | InstaPATCH® Cu GigaSPEED X10D® U/UTP Plenum Preterminated Copper Cable, 360 1100 Evolve module to 1100 module, 18 links | CommScope® | GigaSPEED X10D® ¦ InstaPATCH® Cu |  | Copper trunk cable assembly
CANRF | IP6A-18PUTP-1100L-1100E | Base Product | InstaPATCH® Cu GigaSPEED X10D® U/UTP Plenum Preterminated Copper Cable, 1100 module to 360 1100 Evolve module, 18 links | CommScope® | GigaSPEED X10D® ¦ InstaPATCH® Cu |  | Copper trunk cable assembly
CAGRB | IP6A-06PUTP-PG1S-1100E | Base Product | InstaPATCH® Cu GigaSPEED X10D® U/UTP Plenum Preterminated Copper Cable, single row standard density RJ45 plug to 360 1100 Evolve module, 6 links | CommScope® | GigaSPEED X10D® ¦ InstaPATCH® Cu |  | Copper trunk cable assembly
CAHND | IP6A-12PUTP-PG2S-1100L | Base Product | InstaPATCH® Cu GigaSPEED X10D® U/UTP Plenum Preterminated Copper Cable, dual row standard density RJ45 plug to 1100 module, 12 links | CommScope® | GigaSPEED X10D® ¦ InstaPATCH® Cu |  | Copper trunk cable assembly
CANRG | IP6A-24PUTP-1100L-1100E | Base Product | InstaPATCH® Cu GigaSPEED X10D® U/UTP Plenum Preterminated Copper Cable, 1100 module to 360 1100 Evolve module, 24 links | CommScope® | GigaSPEED X10D® ¦ InstaPATCH® Cu |  | Copper trunk cable assembly
CASSD | P6A-12PUTP-1LK12-1LK12 | Base Product | InstaPATCH® Cu GigaSPEED X10D® U/UTP Plenum Preterminated Copper Cable, dual row OneLink 2x6 to dual row OneLink 2x6, 12 links | CommScope® | GigaSPEED X10D® ¦ InstaPATCH® Cu |  | Copper trunk cable assembly
CANSD | IP6A-12PUTP-1100L-1LK12 | Base Product | InstaPATCH® Cu GigaSPEED X10D® U/UTP Plenum Preterminated Copper Cable, 1100 module to dual row OneLink 2x6, 12 links | CommScope® | GigaSPEED X10D® ¦ InstaPATCH® Cu |  | Copper trunk cable assembly
CANXB | IP6A-06PUTP-1100L-BLUNT | Base Product | InstaPATCH® Cu GigaSPEED X10D® U/UTP Plenum Preterminated Copper Cable, 1100 module to unterminated, 6 links | CommScope® | GigaSPEED X10D® ¦ InstaPATCH® Cu |  | Copper trunk cable assembly
CAGRD | IP6A-12PUTP-PG1S-1100E | Base Product | InstaPATCH® Cu GigaSPEED X10D® U/UTP Plenum Preterminated Copper Cable, single row standard density RJ45 plug to 360 1100 Evolve module, 12 links | CommScope® | GigaSPEED X10D® ¦ InstaPATCH® Cu |  | Copper trunk cable assembly
CBARB | IP6A-06RUTP-O1S-1100E | Base Product | InstaPATCH® Cu GigaSPEED X10D® U/UTP Riser Preterminated Copper Cable, single row standard density outlet to 360 1100 Evolve module, 6 links | CommScope® | GigaSPEED X10D® ¦ InstaPATCH® Cu |  | Copper trunk cable assembly
CASXD | IP6A-12PUTP-1LK12-BLUNT | Base Product | InstaPATCH® Cu GigaSPEED X10D® U/UTP Plenum Preterminated Copper Cable, dual row OneLink 2x6, unterminated, 12 links | CommScope® | GigaSPEED X10D® ¦ InstaPATCH® Cu |  | Copper trunk cable assembly
CBAXG | IP6A-24RUTP-O1S-BLUNT | Base Product | InstaPATCH® Cu GigaSPEED X10D® U/UTP Riser Preterminated Copper Cable, single row standard density outlet to unterminated, 24 links | CommScope® | GigaSPEED X10D® ¦ InstaPATCH® Cu |  | Copper trunk cable assembly
CARNG | IP6A-24PUTP-1100E-1100L | Base Product | InstaPATCH® Cu GigaSPEED X10D® U/UTP Plenum Preterminated Copper Cable, 360 1100 Evolve module to 1100 module, 24 links | CommScope® | GigaSPEED X10D® ¦ InstaPATCH® Cu |  | Copper trunk cable assembly
CANNB | IP6A-06PUTP-1100L-1100L | Base Product | InstaPATCH® Cu GigaSPEED X10D® U/UTP Plenum Preterminated Copper Cable, 1100 module to 1100 module, 6 links | CommScope® | GigaSPEED X10D® ¦ InstaPATCH® Cu |  | Copper trunk cable assembly
CATTC | IP6A-08PUTP-1LK08-1LK08 | Base Product | InstaPATCH® Cu GigaSPEED X10D® U/UTP Plenum Preterminated Copper Cable, dual row OneLink 2x4 to dual row OneLink 2x4, 8 links | CommScope® | GigaSPEED X10D® ¦ InstaPATCH® Cu |  | Copper trunk cable assembly
CBASD | IP6A-12RUTP-O1S-1LK12 | Base Product | InstaPATCH® Cu GigaSPEED X10D® U/UTP Riser Preterminated Copper Cable, single row standard density outlet to dual row OneLink 2x6, 12 links | CommScope® | GigaSPEED X10D® ¦ InstaPATCH® Cu |  | Copper trunk cable assembly
CBBHG | IP6A-24RUTP-O2S-PG2S | Base Product | InstaPATCH® Cu GigaSPEED X10D® U/UTP Riser Preterminated Copper Cable, dual row standard density outlet to dual row standard density RJ45 plug, 24 links | CommScope® | GigaSPEED X10D® ¦ InstaPATCH® Cu |  | Copper trunk cable assembly
CATXC | IP6A-08PUTP-1LK08-BLUNT | Base Product | InstaPATCH® Cu GigaSPEED X10D® U/UTP Plenum Preterminated Copper Cable, dual row OneLink 2x4, unterminated, 8 links | CommScope® | GigaSPEED X10D® ¦ InstaPATCH® Cu |  | Copper trunk cable assembly
CBBAB | IP6A-06RUTP-O2S-O1S | Base Product | InstaPATCH® Cu GigaSPEED X10D® U/UTP Riser Preterminated Copper Cable, dual row standard density outlet to single row standard density outlet, 6 links | CommScope® | GigaSPEED X10D® ¦ InstaPATCH® Cu |  | Copper trunk cable assembly
CBBJG | IP6A-24RUTP-O2S-PG2H | Base Product | InstaPATCH® Cu GigaSPEED X10D® U/UTP Riser Preterminated Copper Cable, dual row standard density outlet to dual row high density RJ45 plug, 24 links | CommScope® | GigaSPEED X10D® ¦ InstaPATCH® Cu |  | Copper trunk cable assembly
CACHG | IP6A-24PUTP-O2H-PG2S | Base Product | InstaPATCH® Cu GigaSPEED X10D® U/UTP Plenum Preterminated Copper Cable, dual row high density outlet to dual row standard densityRJ45 plug, 24 links | CommScope® | GigaSPEED X10D® ¦ InstaPATCH® Cu |  | Copper trunk cable assembly
CBBXD | IP6A-12RUTP-O2S-BLUNT | Base Product | InstaPATCH® Cu GigaSPEED X10D® U/UTP Riser Preterminated Copper Cable, dual row standard density outlet to unterminated, 12 links | CommScope® | GigaSPEED X10D® ¦ InstaPATCH® Cu |  | Copper trunk cable assembly
CARRB | IP6A-06PUTP-1100E-1100E | Base Product | InstaPATCH® Cu GigaSPEED X10D® U/UTP Plenum Preterminated Copper Cable, 360 1100 Evolve module to 360 1100 Evolve module, 6 links | CommScope® | GigaSPEED X10D® ¦ InstaPATCH® Cu |  | Copper trunk cable assembly
CBBAC | IP6A-08RUTP-O2S-O1S | Base Product | InstaPATCH® Cu GigaSPEED X10D® U/UTP Riser Preterminated Copper Cable, dual row standard density outlet to single row standard density outlet, 8 links | CommScope® | GigaSPEED X10D® ¦ InstaPATCH® Cu |  | Copper trunk cable assembly
CBBXG | IP6A-24RUTP-O2S-BLUNT | Base Product | InstaPATCH® Cu GigaSPEED X10D® U/UTP Riser Preterminated Copper Cable, dual row standard density outlet to unterminated, 24 links | CommScope® | GigaSPEED X10D® ¦ InstaPATCH® Cu |  | Copper trunk cable assembly
CBCXD | IP6A-12RUTP-O2H-BLUNT | Base Product | InstaPATCH® Cu GigaSPEED X10D® U/UTP Riser Preterminated Copper Cable, dual row high density outlet to unterminated, 12 links | CommScope® | GigaSPEED X10D® ¦ InstaPATCH® Cu |  | Copper trunk cable assembly
CBCCD | IP6A-12RUTP-O2H-O2H | Base Product | InstaPATCH® Cu GigaSPEED X10D® U/UTP Riser Preterminated Copper Cable, dual row high density outlet to dual row high density outlet, 12 links | CommScope® | GigaSPEED X10D® ¦ InstaPATCH® Cu |  | Copper trunk cable assembly
CBGSD | IP6A-12RUTP-PG1S-1LK12 | Base Product | InstaPATCH® Cu GigaSPEED X10D® U/UTP Riser Preterminated Copper Cable, single row standard density RJ45 plug to dual row OneLink 2x6, 12 links | CommScope® | GigaSPEED X10D® ¦ InstaPATCH® Cu |  | Copper trunk cable assembly
CBBBB | IP6A-06RUTP-O2S-O2S | Base Product | InstaPATCH® Cu GigaSPEED X10D® U/UTP Riser Preterminated Copper Cable, dual row standard density outlet to dual row standard density outlet, 6 links | CommScope® | GigaSPEED X10D® ¦ InstaPATCH® Cu |  | Copper trunk cable assembly
CARRF | IP6A-18PUTP-1100E-1100E | Base Product | InstaPATCH® Cu GigaSPEED X10D® U/UTP Plenum Preterminated Copper Cable, 360 1100 Evolve module to 360 1100 Evolve module, 18 links | CommScope® | GigaSPEED X10D® ¦ InstaPATCH® Cu |  | Copper trunk cable assembly
CBATC | IP6A-08RUTP-O1S-1LK08 | Base Product | InstaPATCH® Cu GigaSPEED X10D® U/UTP Riser Preterminated Copper Cable, single row standard density outlet to dual row OneLink 2x4, 8 links | CommScope® | GigaSPEED X10D® ¦ InstaPATCH® Cu |  | Copper trunk cable assembly
CBAAC | IP6A-08RUTP-O1S-O1S | Base Product | InstaPATCH® Cu GigaSPEED X10D® U/UTP Riser Preterminated Copper Cable, single row standard density outlet to single row standard density outlet, 8 links | CommScope® | GigaSPEED X10D® ¦ InstaPATCH® Cu |  | Copper trunk cable assembly
CBATE | IP6A-16RUTP-O1S-1LK08 | Base Product | InstaPATCH® Cu GigaSPEED X10D® U/UTP Riser Preterminated Copper Cable, single row standard density outlet to dual row OneLink 2x4, 16 links | CommScope® | GigaSPEED X10D® ¦ InstaPATCH® Cu |  | Copper trunk cable assembly
CBGGA | IP6A-04RUTP-PG1S-PG1S | Base Product | InstaPATCH® Cu GigaSPEED X10D® U/UTP Riser Preterminated Copper Cable, single row standard density RJ45 plug to single row standard density RJ45 plug, 4 links | CommScope® | GigaSPEED X10D® ¦ InstaPATCH® Cu |  | Copper trunk cable assembly
CBBBC | IP6A-08RUTP-O2S-O2S | Base Product | InstaPATCH® Cu GigaSPEED X10D® U/UTP Riser Preterminated Copper Cable, dual row standard density outlet to dual row standard density outlet, 8 links | CommScope® | GigaSPEED X10D® ¦ InstaPATCH® Cu |  | Copper trunk cable assembly
CBAAD | IP6A-12RUTP-O1S-O1S | Base Product | InstaPATCH® Cu GigaSPEED X10D® U/UTP Riser Preterminated Copper Cable, single row standard density outlet to single row standard density outlet, 12 links | CommScope® | GigaSPEED X10D® ¦ InstaPATCH® Cu |  | Copper trunk cable assembly
CBHRB | IP6A-06RUTP-PG2S-1100E | Base Product | InstaPATCH® Cu GigaSPEED X10D® U/UTP Riser Preterminated Copper Cable, dual row standard density RJ45 plug to 360 1100 Evolve module, 6 links | CommScope® | GigaSPEED X10D® ¦ InstaPATCH® Cu |  | Copper trunk cable assembly
CBGXG | IP6A-24RUTP-PG1S-BLUNT | Base Product | InstaPATCH® Cu GigaSPEED X10D® U/UTP Riser Preterminated Copper Cable, single row standard density RJ45 plug to unterminated, 24 links | CommScope® | GigaSPEED X10D® ¦ InstaPATCH® Cu |  | Copper trunk cable assembly
CBGGB | IP6A-06RUTP-PG1S-PG1S | Base Product | InstaPATCH® Cu GigaSPEED X10D® U/UTP Riser Preterminated Copper Cable, single row standard density RJ45 plug to single row standard density RJ45 plug, 6 links | CommScope® | GigaSPEED X10D® ¦ InstaPATCH® Cu |  | Copper trunk cable assembly
CBHRD | IP6A-12RUTP-PG2S-1100E | Base Product | InstaPATCH® Cu GigaSPEED X10D® U/UTP Riser Preterminated Copper Cable, dual row standard density RJ45 plug to 360 1100 Evolve module, 12 links | CommScope® | GigaSPEED X10D® ¦ InstaPATCH® Cu |  | Copper trunk cable assembly
CBCCG | IP6A-24RUTP-O2H-O2H | Base Product | InstaPATCH® Cu GigaSPEED X10D® U/UTP Riser Preterminated Copper Cable, dual row high density outlet to dual row high density outlet, 24 links | CommScope® | GigaSPEED X10D® ¦ InstaPATCH® Cu |  | Copper trunk cable assembly
CBAAG | IP6A-24RUTP-O1S-O1S | Base Product | InstaPATCH® Cu GigaSPEED X10D® U/UTP Riser Preterminated Copper Cable, single row standard density outlet to single row standard density outlet, 24 links | CommScope® | GigaSPEED X10D® ¦ InstaPATCH® Cu |  | Copper trunk cable assembly
CBHRG | IP6A-24RUTP-PG2S-1100E | Base Product | InstaPATCH® Cu GigaSPEED X10D® U/UTP Riser Preterminated Copper Cable, dual row standard density RJ45 plug to 360 1100 Evolve module, 24 links | CommScope® | GigaSPEED X10D® ¦ InstaPATCH® Cu |  | Copper trunk cable assembly
CBAXB | IP6A-06RUTP-O1S-BLUNT | Base Product | InstaPATCH® Cu GigaSPEED X10D® U/UTP Riser Preterminated Copper Cable, single row standard density outlet to unterminated, 6 links | CommScope® | GigaSPEED X10D® ¦ InstaPATCH® Cu |  | Copper trunk cable assembly
CBGGG | IP6A-24RUTP-PG1S-PG1S | Base Product | InstaPATCH® Cu GigaSPEED X10D® U/UTP Riser Preterminated Copper Cable, single row standard density RJ45 plug to single row standard density RJ45 plug, 24 links | CommScope® | GigaSPEED X10D® ¦ InstaPATCH® Cu |  | Copper trunk cable assembly
CBHNB | IP6A-06RUTP-PG2S-1100L | Base Product | InstaPATCH® Cu GigaSPEED X10D® U/UTP Riser Preterminated Copper Cable, dual row standard density RJ45 plug to 1100 module, 6 links | CommScope® | GigaSPEED X10D® ¦ InstaPATCH® Cu |  | Copper trunk cable assembly
CBAXC | IP6A-08RUTP-O1S-BLUNT | Base Product | InstaPATCH® Cu GigaSPEED X10D® U/UTP Riser Preterminated Copper Cable, single row standard density outlet to unterminated, 8 links | CommScope® | GigaSPEED X10D® ¦ InstaPATCH® Cu |  | Copper trunk cable assembly
CBABB | IP6A-06RUTP-O1S-O2S | Base Product | InstaPATCH® Cu GigaSPEED X10D® U/UTP Riser Preterminated Copper Cable, single row standard density outlet to dual row standard density outlet, 6 links | CommScope® | GigaSPEED X10D® ¦ InstaPATCH® Cu |  | Copper trunk cable assembly
CBHXG | IP6A-24RUTP-PG2S-BLUNT | Base Product | InstaPATCH® Cu GigaSPEED X10D® U/UTP Riser Preterminated Copper Cable, dual row standard density RJ45 plug to unterminated, 24 links | CommScope® | GigaSPEED X10D® ¦ InstaPATCH® Cu |  | Copper trunk cable assembly
CBBTE | IP6A-16RUTP-O2S-1LK08 | Base Product | InstaPATCH® Cu GigaSPEED X10D® U/UTP Riser Preterminated Copper Cable, dual row standard density outlet to dual row OneLink 2x4, 16 links | CommScope® | GigaSPEED X10D® ¦ InstaPATCH® Cu |  | Copper trunk cable assembly
CBHNG | IP6A-24RUTP-PG2S-1100L | Base Product | InstaPATCH® Cu GigaSPEED X10D® U/UTP Riser Preterminated Copper Cable, dual row standard density RJ45 plug to 1100 module, 24 links | CommScope® | GigaSPEED X10D® ¦ InstaPATCH® Cu |  | Copper trunk cable assembly
CBGND | IP6A-12RUTP-PG1S-1100L | Base Product | InstaPATCH® Cu GigaSPEED X10D® U/UTP Riser Preterminated Copper Cable, single row standard density RJ45 plug to1100 module, 12 links | CommScope® | GigaSPEED X10D® ¦ InstaPATCH® Cu |  | Copper trunk cable assembly
CBNND | IP6A-12RUTP-1100L-1100L | Base Product | InstaPATCH® Cu GigaSPEED X10D® U/UTP Riser Preterminated Copper Cable, 1100 module to 1100 module, 12 links | CommScope® | GigaSPEED X10D® ¦ InstaPATCH® Cu |  | Copper trunk cable assembly
CBBXB | IP6A-06RUTP-O2S-BLUNT | Base Product | InstaPATCH® Cu GigaSPEED X10D® U/UTP Riser Preterminated Copper Cable, dual row standard density outlet to unterminated, 6 links | CommScope® | GigaSPEED X10D® ¦ InstaPATCH® Cu |  | Copper trunk cable assembly
CBJXG | IP6A-24RUTP-PG2H-BLUNT | Base Product | InstaPATCH® Cu GigaSPEED X10D® U/UTP Riser Preterminated Copper Cable, dual row high density RJ45 plug to unterminated, 24 links | CommScope® | GigaSPEED X10D® ¦ InstaPATCH® Cu |  | Copper trunk cable assembly
CBNNF | IP6A-18RUTP-1100L-1100L | Base Product | InstaPATCH® Cu GigaSPEED X10D® U/UTP Riser Preterminated Copper Cable, 1100 module to 1100 module, 18 links | CommScope® | GigaSPEED X10D® ¦ InstaPATCH® Cu |  | Copper trunk cable assembly
CBGRB | IP6A-06RUTP-PG1S-1100E | Base Product | InstaPATCH® Cu GigaSPEED X10D® U/UTP Riser Preterminated Copper Cable, single row standard density RJ45 plug to 360 1100 Evolve module, 6 links | CommScope® | GigaSPEED X10D® ¦ InstaPATCH® Cu |  | Copper trunk cable assembly
CBRND | IP6A-12RUTP-1100E-1100L | Base Product | InstaPATCH® Cu GigaSPEED X10D® U/UTP Riser Preterminated Copper Cable, 360 1100 Evolve module to 1100 module, 12 links | CommScope® | GigaSPEED X10D® ¦ InstaPATCH® Cu |  | Copper trunk cable assembly
CBRSD | IP6A-12RUTP-1100E-1LK12 | Base Product | InstaPATCH® Cu GigaSPEED X10D® U/UTP Riser Preterminated Copper Cable, 360 1100 Evolve module to dual row OneLink 2x6, 12 links | CommScope® | GigaSPEED X10D® ¦ InstaPATCH® Cu |  | Copper trunk cable assembly
CBBBD | IP6A-12RUTP-O2S-O2S | Base Product | InstaPATCH® Cu GigaSPEED X10D® U/UTP Riser Preterminated Copper Cable, dual row standard density outlet to dual row standard density outlet, 12 links | CommScope® | GigaSPEED X10D® ¦ InstaPATCH® Cu |  | Copper trunk cable assembly
CBNNG | IP6A-24RUTP-1100L-1100L | Base Product | InstaPATCH® Cu GigaSPEED X10D® U/UTP Riser Preterminated Copper Cable, 1100 module to 1100 module, 24 links | CommScope® | GigaSPEED X10D® ¦ InstaPATCH® Cu |  | Copper trunk cable assembly
CBCGG | IP6A-24RUTP-O2H-PG1S | Base Product | InstaPATCH® Cu GigaSPEED X10D® U/UTP Riser Preterminated Copper Cable, dual row high density outlet to single row standard density RJ45 plug, 24 links | CommScope® | GigaSPEED X10D® ¦ InstaPATCH® Cu |  | Copper trunk cable assembly
CCAAC | IP6A-08LUTP-O1S-O1S | Base Product | InstaPATCH® Cu GigaSPEED X10D® U/UTP LSZH Preterminated Copper Cable, single row standard density outlet to single row standard density outlet, 8 links | CommScope® | GigaSPEED X10D® ¦ InstaPATCH® Cu |  | Copper trunk cable assembly
CBRNF | IP6A-18RUTP-1100E-1100L | Base Product | InstaPATCH® Cu GigaSPEED X10D® U/UTP Riser Preterminated Copper Cable, 360 1100 Evolve module to 1100 module, 18 links | CommScope® | GigaSPEED X10D® ¦ InstaPATCH® Cu |  | Copper trunk cable assembly
CBAJG | IP6A-24RUTP-O1S-PG2H | Base Product | InstaPATCH® Cu GigaSPEED X10D® U/UTP Riser Preterminated Copper Cable, dual row high density outlet to single row standard density RJ45 plug, 24 links | CommScope® | GigaSPEED X10D® ¦ InstaPATCH® Cu |  | Copper trunk cable assembly
CBNRD | IP6A-12RUTP-1100L-1100E | Base Product | InstaPATCH® Cu GigaSPEED X10D® U/UTP Riser Preterminated Copper Cable, 1100 module to 360 1100 Evolve module, 12 links | CommScope® | GigaSPEED X10D® ¦ InstaPATCH® Cu |  | Copper trunk cable assembly
CCANB | IP6A-06LUTP-O1S-1100L | Base Product | InstaPATCH® Cu GigaSPEED X10D® U/UTP LSZH Preterminated Copper Cable, single row standard density outlet to 1100 module, 6 links | CommScope® | GigaSPEED X10D® ¦ InstaPATCH® Cu |  | Copper trunk cable assembly
CBRNG | IP6A-24RUTP-1100E-1100L | Base Product | InstaPATCH® Cu GigaSPEED X10D® U/UTP Riser Preterminated Copper Cable, 360 1100 Evolve module to 1100 module, 24 links | CommScope® | GigaSPEED X10D® ¦ InstaPATCH® Cu |  | Copper trunk cable assembly
CCARB | IP6A-06LUTP-O1S-1100E | Base Product | InstaPATCH® Cu GigaSPEED X10D® U/UTP LSZH Preterminated Copper Cable, single row standard density outlet to 360 1100 Evolve module, 6 links | CommScope® | GigaSPEED X10D® ¦ InstaPATCH® Cu |  | Copper trunk cable assembly
CBRRB | IP6A-06RUTP-1100E-1100E | Base Product | InstaPATCH® Cu GigaSPEED X10D® U/UTP Riser Preterminated Copper Cable, 360 1100 Evolve module to 360 1100 Evolve module, 6 links | CommScope® | GigaSPEED X10D® ¦ InstaPATCH® Cu |  | Copper trunk cable assembly
CBRXD | IP6A-12RUTP-1100E-BLUNT | Base Product | InstaPATCH® Cu GigaSPEED X10D® U/UTP Riser Preterminated Copper Cable, 360 1100 Evolve module to unterminated, 12 links | CommScope® | GigaSPEED X10D® ¦ InstaPATCH® Cu |  | Copper trunk cable assembly
CBBBG | IP6A-24RUTP-O2S-O2S | Base Product | InstaPATCH® Cu GigaSPEED X10D® U/UTP Riser Preterminated Copper Cable, dual row standard density outlet to dual row standard density outlet, 24 links | CommScope® | GigaSPEED X10D® ¦ InstaPATCH® Cu |  | Copper trunk cable assembly
CBNRG | IP6A-24RUTP-1100L-1100E | Base Product | InstaPATCH® Cu GigaSPEED X10D® U/UTP Riser Preterminated Copper Cable, 1100 module to 360 1100 Evolve module, 24 links | CommScope® | GigaSPEED X10D® ¦ InstaPATCH® Cu |  | Copper trunk cable assembly
CBRRD | IP6A-12RUTP-1100E-1100E | Base Product | InstaPATCH® Cu GigaSPEED X10D® U/UTP Riser Preterminated Copper Cable, 360 1100 Evolve module to 360 1100 Evolve module, 12 links | CommScope® | GigaSPEED X10D® ¦ InstaPATCH® Cu |  | Copper trunk cable assembly
CCABB | IP6A-06LUTP-O1S-O2S | Base Product | InstaPATCH® Cu GigaSPEED X10D® U/UTP LSZH Preterminated Copper Cable, single row standard density outlet to dual row standard density outlet, 6 links | CommScope® | GigaSPEED X10D® ¦ InstaPATCH® Cu |  | Copper trunk cable assembly
CBRRF | IP6A-18RUTP-1100E-1100E | Base Product | InstaPATCH® Cu GigaSPEED X10D® U/UTP Riser Preterminated Copper Cable, 360 1100 Evolve module to 360 1100 Evolve module, 18 links | CommScope® | GigaSPEED X10D® ¦ InstaPATCH® Cu |  | Copper trunk cable assembly
CBNSD | IP6A-12RUTP-1100L-1LK12 | Base Product | InstaPATCH® Cu GigaSPEED X10D® U/UTP Riser Preterminated Copper Cable, 1100 module to dual row OneLink 2x6, 12 links | CommScope® | GigaSPEED X10D® ¦ InstaPATCH® Cu |  | Copper trunk cable assembly
CCATC | IP6A-08LUTP-O1S-1LK08 | Base Product | InstaPATCH® Cu GigaSPEED X10D® U/UTP LSZH Preterminated Copper Cable, single row standard density outlet to dual row OneLink 2x4, 8 links | CommScope® | GigaSPEED X10D® ¦ InstaPATCH® Cu |  | Copper trunk cable assembly
CBNXB | IP6A-06RUTP-1100L-BLUNT | Base Product | InstaPATCH® Cu GigaSPEED X10D® U/UTP Riser Preterminated Copper Cable, 1100 module to unterminated, 6 links | CommScope® | GigaSPEED X10D® ¦ InstaPATCH® Cu |  | Copper trunk cable assembly
CBRRG | IP6A-24RUTP-1100E-1100E | Base Product | InstaPATCH® Cu GigaSPEED X10D® U/UTP Riser Preterminated Copper Cable, 360 1100 Evolve module to 360 1100 Evolve module, 24 links | CommScope® | GigaSPEED X10D® ¦ InstaPATCH® Cu |  | Copper trunk cable assembly
CBRXG | IP6A-24RUTP-1100E-BLUNT | Base Product | InstaPATCH® Cu GigaSPEED X10D® U/UTP Riser Preterminated Copper Cable, 360 1100 Evolve module to unterminated, 24 links | CommScope® | GigaSPEED X10D® ¦ InstaPATCH® Cu |  | Copper trunk cable assembly
CCBAC | IP6A-08LUTP-O2S-O1S | Base Product | InstaPATCH® Cu GigaSPEED X10D® U/UTP LSZH Preterminated Copper Cable, dual row standard density outlet to single row standard density outlet, 8 links | CommScope® | GigaSPEED X10D® ¦ InstaPATCH® Cu |  | Copper trunk cable assembly
CCABD | IP6A-12LUTP-O1S-O2S | Base Product | InstaPATCH® Cu GigaSPEED X10D® U/UTP LSZH Preterminated Copper Cable, single row standard density outlet to dual row standard density outlet, 12 links | CommScope® | GigaSPEED X10D® ¦ InstaPATCH® Cu |  | Copper trunk cable assembly
CBNXD | IP6A-12RUTP-1100L-BLUNT | Base Product | InstaPATCH® Cu GigaSPEED X10D® U/UTP Riser Preterminated Copper Cable, 1100 module to unterminated, 12 links | CommScope® | GigaSPEED X10D® ¦ InstaPATCH® Cu |  | Copper trunk cable assembly
CBSSD | P6A-12RUTP-1LK12-1LK12 | Base Product | InstaPATCH® Cu GigaSPEED X10D® U/UTP Riser Preterminated Copper Cable, dual row OneLink 2x6 to dual row OneLink 2x6, 12 links | CommScope® | GigaSPEED X10D® ¦ InstaPATCH® Cu |  | Copper trunk cable assembly
CCBAD | IP6A-12LUTP-O2S-O1S | Base Product | InstaPATCH® Cu GigaSPEED X10D® U/UTP LSZH Preterminated Copper Cable, dual row standard density outlet to single row standard density outlet, 12 links | CommScope® | GigaSPEED X10D® ¦ InstaPATCH® Cu |  | Copper trunk cable assembly
CCBXB | IP6A-06LUTP-O2S-BLUNT | Base Product | InstaPATCH® Cu GigaSPEED X10D® U/UTP LSZH Preterminated Copper Cable, dual row standard density outlet to unterminated, 6 links | CommScope® | GigaSPEED X10D® ¦ InstaPATCH® Cu |  | Copper trunk cable assembly
CCBHG | IP6A-24LUTP-O2S-PG2S | Base Product | InstaPATCH® Cu GigaSPEED X10D® U/UTP LSZH Preterminated Copper Cable, dual row standard density outlet to dual row standard density RJ45 plug, 24 links | CommScope® | GigaSPEED X10D® ¦ InstaPATCH® Cu |  | Copper trunk cable assembly
CCAGG | IP6A-24LUTP-O1S-PG1S | Base Product | InstaPATCH® Cu GigaSPEED X10D® U/UTP LSZH Preterminated Copper Cable, single row standard density outlet to single row standard density RJ45 plug, 24 links | CommScope® | GigaSPEED X10D® ¦ InstaPATCH® Cu |  | Copper trunk cable assembly
CBSXD | IP6A-12RUTP-1LK12-BLUNT | Base Product | InstaPATCH® Cu GigaSPEED X10D® U/UTP Riser Preterminated Copper Cable, dual row OneLink 2x6 to unterminated, 12 links | CommScope® | GigaSPEED X10D® ¦ InstaPATCH® Cu |  | Copper trunk cable assembly
CCBAG | IP6A-24LUTP-O2S-O1S | Base Product | InstaPATCH® Cu GigaSPEED X10D® U/UTP LSZH Preterminated Copper Cable, dual row standard density outlet to single row standard density outlet, 24 links | CommScope® | GigaSPEED X10D® ¦ InstaPATCH® Cu |  | Copper trunk cable assembly
CCAHG | IP6A-24LUTP-O1S-PG2S | Base Product | InstaPATCH® Cu GigaSPEED X10D® U/UTP LSZH Preterminated Copper Cable, single row standard density outlet to dual row standard density RJ45 plug, 24 links | CommScope® | GigaSPEED X10D® ¦ InstaPATCH® Cu |  | Copper trunk cable assembly
CBTTC | IP6A-08RUTP-1LK08-1LK08 | Base Product | InstaPATCH® Cu GigaSPEED X10D® U/UTP Riser Preterminated Copper Cable, dual row OneLink 2x4 to dual row OneLink 2x4, 8 links | CommScope® | GigaSPEED X10D® ¦ InstaPATCH® Cu |  | Copper trunk cable assembly
CCBXG | IP6A-24LUTP-O2S-BLUNT | Base Product | InstaPATCH® Cu GigaSPEED X10D® U/UTP LSZH Preterminated Copper Cable, dual row standard density outlet to unterminated, 24 links | CommScope® | GigaSPEED X10D® ¦ InstaPATCH® Cu |  | Copper trunk cable assembly
CCGNG | IP6A-24LUTP-PG1S-1100L | Base Product | InstaPATCH® Cu GigaSPEED X10D® U/UTP LSZH Preterminated Copper Cable, single row standard density RJ45 plug to 1100 module, 24 links | CommScope® | GigaSPEED X10D® ¦ InstaPATCH® Cu |  | Copper trunk cable assembly
CCBRB | IP6A-06LUTP-O2S-1100E | Base Product | InstaPATCH® Cu GigaSPEED X10D® U/UTP LSZH Preterminated Copper Cable, dual row standard density outlet to 360 1100 Evolve module, 6 links | CommScope® | GigaSPEED X10D® ¦ InstaPATCH® Cu |  | Copper trunk cable assembly
CCBBD | IP6A-12LUTP-O2S-O2S | Base Product | InstaPATCH® Cu GigaSPEED X10D® U/UTP LSZH Preterminated Copper Cable, dual row standard density outlet to dual row standard density outlet, 12 links | CommScope® | GigaSPEED X10D® ¦ InstaPATCH® Cu |  | Copper trunk cable assembly
CCGGA | IP6A-04LUTP-PG1S-PG1S | Base Product | InstaPATCH® Cu GigaSPEED X10D® U/UTP LSZH Preterminated Copper Cable, single row standard density RJ45 plug to single row standard density RJ45 plug, 4 links | CommScope® | GigaSPEED X10D® ¦ InstaPATCH® Cu |  | Copper trunk cable assembly
CCBBG | IP6A-24LUTP-O2S-O2S | Base Product | InstaPATCH® Cu GigaSPEED X10D® U/UTP LSZH Preterminated Copper Cable, dual row standard density outlet to dual row standard density outlet, 24 links | CommScope® | GigaSPEED X10D® ¦ InstaPATCH® Cu |  | Copper trunk cable assembly
CCGXG | IP6A-24LUTP-PG1S-BLUNT | Base Product | InstaPATCH® Cu GigaSPEED X10D® U/UTP LSZH Preterminated Copper Cable, ingle row standard density RJ45 plug to unterminated, 24 links | CommScope® | GigaSPEED X10D® ¦ InstaPATCH® Cu |  | Copper trunk cable assembly
CCCCF | IP6A-18LUTP-O2H-O2H | Base Product | InstaPATCH® Cu GigaSPEED X10D® U/UTP LSZH Preterminated Copper Cable, dual row high density outlet to dual row high density outlet, 18 links | CommScope® | GigaSPEED X10D® ¦ InstaPATCH® Cu |  | Copper trunk cable assembly
CCJJG | IP6A-24LUTP-PG2H-PG2H | Base Product | InstaPATCH® Cu GigaSPEED X10D® U/UTP LSZH Preterminated Copper Cable, dual row high density RJ45 plug to dual row high density RJ45 plug, 24 links | CommScope® | GigaSPEED X10D® ¦ InstaPATCH® Cu |  | Copper trunk cable assembly
CCGGD | IP6A-12LUTP-PG1S-PG1S | Base Product | InstaPATCH® Cu GigaSPEED X10D® U/UTP LSZH Preterminated Copper Cable, single row standard density RJ45 plug to single row standard density RJ45 plug, 12 links | CommScope® | GigaSPEED X10D® ¦ InstaPATCH® Cu |  | Copper trunk cable assembly
CCJNG | IP6A-24LUTP-PG2H-1100L | Base Product | InstaPATCH® Cu GigaSPEED X10D® U/UTP LSZH Preterminated Copper Cable, dual row high density RJ45 plug to 1100 module, 24 links | CommScope® | GigaSPEED X10D® ¦ InstaPATCH® Cu |  | Copper trunk cable assembly
CBBGG | IP6A-24RUTP-O2S-PG1S | Base Product | InstaPATCH® Cu GigaSPEED X10D® U/UTP Riser Preterminated Copper Cable, dual row standard density outlet to single row standard density RJ45 plug, 24 links | CommScope® | GigaSPEED X10D® ¦ InstaPATCH® Cu |  | Copper trunk cable assembly
CCGGG | IP6A-24LUTP-PG1S-PG1S | Base Product | InstaPATCH® Cu GigaSPEED X10D® U/UTP LSZH Preterminated Copper Cable, single row standard density RJ45 plug to single row standard density RJ45 plug, 24 links | CommScope® | GigaSPEED X10D® ¦ InstaPATCH® Cu |  | Copper trunk cable assembly
CCJRG | IP6A-24LUTP-PG2H-1100E | Base Product | InstaPATCH® Cu GigaSPEED X10D® U/UTP LSZH Preterminated Copper Cable, dual row high density RJ45 plug to 360 1100 Evolve module, 24 links | CommScope® | GigaSPEED X10D® ¦ InstaPATCH® Cu |  | Copper trunk cable assembly
CCHNB | IP6A-06LUTP-PG2S-1100L | Base Product | InstaPATCH® Cu GigaSPEED X10D® U/UTP LSZH Preterminated Copper Cable, dual row standard density RJ45 plug to 1100 module, 6 links | CommScope® | GigaSPEED X10D® ¦ InstaPATCH® Cu |  | Copper trunk cable assembly
CCNNB | IP6A-06LUTP-1100L-1100L | Base Product | InstaPATCH® Cu GigaSPEED X10D® U/UTP LSZH Preterminated Copper Cable, 1100 module to 1100 module, 6 links | CommScope® | GigaSPEED X10D® ¦ InstaPATCH® Cu |  | Copper trunk cable assembly
CCHNG | IP6A-24LUTP-PG2S-1100L | Base Product | InstaPATCH® Cu GigaSPEED X10D® U/UTP LSZH Preterminated Copper Cable, dual row standard density RJ45 plug to 1100 module, 24 links | CommScope® | GigaSPEED X10D® ¦ InstaPATCH® Cu |  | Copper trunk cable assembly
CCHRB | IP6A-06LUTP-PG2S-1100E | Base Product | InstaPATCH® Cu GigaSPEED X10D® U/UTP LSZH Preterminated Copper Cable, dual row standard density RJ45 plug to 360 1100 Evolve module, 6 links | CommScope® | GigaSPEED X10D® ¦ InstaPATCH® Cu |  | Copper trunk cable assembly
CCNND | IP6A-12LUTP-1100L-1100L | Base Product | InstaPATCH® Cu GigaSPEED X10D® U/UTP LSZH Preterminated Copper Cable, 1100 module to 1100 module, 12 links | CommScope® | GigaSPEED X10D® ¦ InstaPATCH® Cu |  | Copper trunk cable assembly
CCRNG | IP6A-24LUTP-1100E-1100L | Base Product | InstaPATCH® Cu GigaSPEED X10D® U/UTP LSZH Preterminated Copper Cable, 360 1100 module to 1100 module, 24 links | CommScope® | GigaSPEED X10D® ¦ InstaPATCH® Cu |  | Copper trunk cable assembly
CCGXB | IP6A-06LUTP-PG1S-BLUNT | Base Product | InstaPATCH® Cu GigaSPEED X10D® U/UTP LSZH Preterminated Copper Cable, ingle row standard density RJ45 plug to unterminated, 6 links | CommScope® | GigaSPEED X10D® ¦ InstaPATCH® Cu |  | Copper trunk cable assembly
CCGND | IP6A-12LUTP-PG1S-1100L | Base Product | InstaPATCH® Cu GigaSPEED X10D® U/UTP LSZH Preterminated Copper Cable, single row standard density RJ45 plug to 1100 module, 12 links | CommScope® | GigaSPEED X10D® ¦ InstaPATCH® Cu |  | Copper trunk cable assembly
CCRRB | IP6A-06LUTP-1100E-1100E | Base Product | InstaPATCH® Cu GigaSPEED X10D® U/UTP LSZH Preterminated Copper Cable, 360 1100 Evolve module to 360 1100 Evolve module, 6 links | CommScope® | GigaSPEED X10D® ¦ InstaPATCH® Cu |  | Copper trunk cable assembly
CCNSD | IP6A-12LUTP-1100L-1LK12 | Base Product | InstaPATCH® Cu GigaSPEED X10D® U/UTP LSZH Preterminated Copper Cable, 1100 module to dual row OneLink 2x6, 12 links | CommScope® | GigaSPEED X10D® ¦ InstaPATCH® Cu |  | Copper trunk cable assembly
CCHRG | IP6A-24LUTP-PG2S-1100E | Base Product | InstaPATCH® Cu GigaSPEED X10D® U/UTP LSZH Preterminated Copper Cable, dual row standard density RJ45 plug to 360 1100 Evolve module, 24 links | CommScope® | GigaSPEED X10D® ¦ InstaPATCH® Cu |  | Copper trunk cable assembly
CCNNG | IP6A-24LUTP-1100L-1100L | Base Product | InstaPATCH® Cu GigaSPEED X10D® U/UTP LSZH Preterminated Copper Cable, 1100 module to 1100 module, 24 links | CommScope® | GigaSPEED X10D® ¦ InstaPATCH® Cu |  | Copper trunk cable assembly
CCNXB | IP6A-06LUTP-1100L-BLUNT | Base Product | InstaPATCH® Cu GigaSPEED X10D® U/UTP LSZH Preterminated Copper Cable, 1100 module to unterminated, 6 links | CommScope® | GigaSPEED X10D® ¦ InstaPATCH® Cu |  | Copper trunk cable assembly
CCSSD | IP6A-12LUTP-1LK12-1LK12 | Base Product | InstaPATCH® Cu GigaSPEED X10D® U/UTP LSZH Preterminated Copper Cable, dual row OneLink 2x6 to dual row OneLink 2x6, 12 links | CommScope® | GigaSPEED X10D® ¦ InstaPATCH® Cu |  | Copper trunk cable assembly
CCNXD | IP6A-12LUTP-1100L-BLUNT | Base Product | InstaPATCH® Cu GigaSPEED X10D® U/UTP LSZH Preterminated Copper Cable, 1100 module to unterminated, 12 links | CommScope® | GigaSPEED X10D® ¦ InstaPATCH® Cu |  | Copper trunk cable assembly
CCNRD | IP6A-12LUTP-1100L-1100E | Base Product | InstaPATCH® Cu GigaSPEED X10D® U/UTP LSZH Preterminated Copper Cable, 1100 module to 360 1100 Evolve module, 12 links | CommScope® | GigaSPEED X10D® ¦ InstaPATCH® Cu |  | Copper trunk cable assembly
CCNXF | IP6A-18LUTP-1100L-BLUNT | Base Product | InstaPATCH® Cu GigaSPEED X10D® U/UTP LSZH Preterminated Copper Cable, 1100 module to unterminated, 18 links | CommScope® | GigaSPEED X10D® ¦ InstaPATCH® Cu |  | Copper trunk cable assembly
CDAAG | IP6A-24PFTP-O1S-O1S | Base Product | InstaPATCH® Cu GigaSPEED X10D® F/UTP Plenum Copper Cable, single row standard density outlet to single row standard density outlet, 24 links | CommScope® | GigaSPEED X10D® ¦ InstaPATCH® Cu |  | Copper trunk cable assembly
CCNXG | IP6A-24LUTP-1100L-BLUNT | Base Product | InstaPATCH® Cu GigaSPEED X10D® U/UTP LSZH Preterminated Copper Cable, 1100 module to unterminated, 24 links | CommScope® | GigaSPEED X10D® ¦ InstaPATCH® Cu |  | Copper trunk cable assembly
CCRRG | IP6A-24LUTP-1100E-1100E | Base Product | InstaPATCH® Cu GigaSPEED X10D® U/UTP LSZH Preterminated Copper Cable, 360 1100 Evolve module to 360 1100 Evolve module, 24 links | CommScope® | GigaSPEED X10D® ¦ InstaPATCH® Cu |  | Copper trunk cable assembly
CDBTE | IP6A-16PFTP-O2S-1LK08 | Base Product | InstaPATCH® Cu GigaSPEED X10D® F/UTP Plenum Copper Cable, dual row standard density outlet to dual row OneLink 2x4, 16 links | CommScope® | GigaSPEED X10D® ¦ InstaPATCH® Cu |  | Copper trunk cable assembly
CDABC | IP6A-08PFTP-O1S-O2S | Base Product | InstaPATCH® Cu GigaSPEED X10D® F/UTP Plenum Copper Cable, single row standard density outlet to dual row standard density outlet, 8 links | CommScope® | GigaSPEED X10D® ¦ InstaPATCH® Cu |  | Copper trunk cable assembly
CDGGA | IP6A-04PFTP-PG1S-PG1S | Base Product | InstaPATCH® Cu GigaSPEED X10D® F/UTP Plenum Preterminated Copper Cable, single row standard density RJ45 plug to single row standard density RJ45 plug, 4 links | CommScope® | GigaSPEED X10D® ¦ InstaPATCH® Cu |  | Copper trunk cable assembly
CDATC | IP6A-08PFTP-O1S-1LK08 | Base Product | InstaPATCH® Cu GigaSPEED X10D® F/UTP Plenum Copper Cable, single row standard density outlet to dual row OneLink 2x4, 8 links | CommScope® | GigaSPEED X10D® ¦ InstaPATCH® Cu |  | Copper trunk cable assembly
CCRXB | IP6A-06LUTP-1100E-BLUNT | Base Product | InstaPATCH® Cu GigaSPEED X10D® U/UTP LSZH Preterminated Copper Cable, 360 1100 Evolve module to unterminated, 6 links | CommScope® | GigaSPEED X10D® ¦ InstaPATCH® Cu |  | Copper trunk cable assembly
CDBXB | IP6A-06PFTP-O2S-BLUNT | Base Product | InstaPATCH® Cu GigaSPEED X10D® F/UTP Plenum Copper Cable, dual row standard density outlet to unterminated, 6 links | CommScope® | GigaSPEED X10D® ¦ InstaPATCH® Cu |  | Copper trunk cable assembly
CDABG | IP6A-24PFTP-O1S-O2S | Base Product | InstaPATCH® Cu GigaSPEED X10D® F/UTP Plenum Copper Cable, single row standard density outlet to dual row standard density outlet, 24 links | CommScope® | GigaSPEED X10D® ¦ InstaPATCH® Cu |  | Copper trunk cable assembly
CDBXC | IP6A-08PFTP-O2S-BLUNT | Base Product | InstaPATCH® Cu GigaSPEED X10D® F/UTP Plenum Copper Cable, dual row standard density outlet to unterminated, 8 links | CommScope® | GigaSPEED X10D® ¦ InstaPATCH® Cu |  | Copper trunk cable assembly
CCTXC | IP6A-08LUTP-1LK08-BLUNT | Base Product | InstaPATCH® Cu GigaSPEED X10D® U/UTP LSZH Preterminated Copper Cable, dual row OneLink 2x4 to unterminated, 8 links | CommScope® | GigaSPEED X10D® ¦ InstaPATCH® Cu |  | Copper trunk cable assembly
CDBAG | IP6A-24PFTP-O2S-O1S | Base Product | InstaPATCH® Cu GigaSPEED X10D® F/UTP Plenum Copper Cable, dual row standard density outlet to single row standard density outlet, 24 links | CommScope® | GigaSPEED X10D® ¦ InstaPATCH® Cu |  | Copper trunk cable assembly
CDASD | IP6A-12PFTP-O1S-1LK12 | Base Product | InstaPATCH® Cu GigaSPEED X10D® F/UTP Plenum Copper Cable, single row standard density outlet to dual row OneLink 2x6, 12 links | CommScope® | GigaSPEED X10D® ¦ InstaPATCH® Cu |  | Copper trunk cable assembly
CDGSD | IP6A-12PFTP-PG1S-1LK12 | Base Product | InstaPATCH® Cu GigaSPEED X10D® F/UTP Plenum Preterminated Copper Cable, single row standard density RJ45 plug to dual row OneLink 2x6, 12 links | CommScope® | GigaSPEED X10D® ¦ InstaPATCH® Cu |  | Copper trunk cable assembly
CDHSD | IP6A-12PFTP-PG2S-1LK12 | Base Product | InstaPATCH® Cu GigaSPEED X10D® F/UTP Plenum Preterminated Copper Cable, dual row standard density RJ45 plug to dual row OneLink 2x6, 12 links | CommScope® | GigaSPEED X10D® ¦ InstaPATCH® Cu |  | Copper trunk cable assembly
CDATE | IP6A-16PFTP-O1S-1LK08 | Base Product | InstaPATCH® Cu GigaSPEED X10D® F/UTP Plenum Copper Cable, single row standard density outlet to dual row OneLink 2x4, 18 links | CommScope® | GigaSPEED X10D® ¦ InstaPATCH® Cu |  | Copper trunk cable assembly
CEAAD | IP6A-12RFTP-O1S-O1S | Base Product | InstaPATCH® Cu GigaSPEED X10D® F/UTP Riser Copper Cable, single row standard density outlet to single row standard density outlet, 12 links | CommScope® | GigaSPEED X10D® ¦ InstaPATCH® Cu |  | Copper trunk cable assembly
CDGXA | IP6A-04PFTP-PG1S-BLUNT | Base Product | InstaPATCH® Cu GigaSPEED X10D® F/UTP Plenum Preterminated Copper Cable, single row standard density RJ45 plug to unterminated, 4 links | CommScope® | GigaSPEED X10D® ¦ InstaPATCH® Cu |  | Copper trunk cable assembly
CDCGG | IP6A-24PFTP-O2H-PG1S | Base Product | InstaPATCH® Cu GigaSPEED X10D® F/UTP Plenum Preterminated Copper Cable, dual row high density outlet to single row standard density RJ45 plug, 24 links | CommScope® | GigaSPEED X10D® ¦ InstaPATCH® Cu |  | Copper trunk cable assembly
CDHXG | IP6A-24PFTP-PG2S-BLUNT | Base Product | InstaPATCH® Cu GigaSPEED X10D® F/UTP Plenum Preterminated Copper Cable, dual row standard density RJ45 plug to unterminated, 24 links | CommScope® | GigaSPEED X10D® ¦ InstaPATCH® Cu |  | Copper trunk cable assembly
CEAAG | IP6A-24RFTP-O1S-O1S | Base Product | InstaPATCH® Cu GigaSPEED X10D® F/UTP Riser Copper Cable, single row standard density outlet to single row standard density outlet, 24 links | CommScope® | GigaSPEED X10D® ¦ InstaPATCH® Cu |  | Copper trunk cable assembly
CDBBD | IP6A-12PFTP-O2S-O2S | Base Product | InstaPATCH® Cu GigaSPEED X10D® F/UTP Plenum Copper Cable, dual row standard density outlet to dual row standard density outlet, 12 links | CommScope® | GigaSPEED X10D® ¦ InstaPATCH® Cu |  | Copper trunk cable assembly
UJXMXUCCF |  | Base Product | Ultra Low Loss ULL LazrSPEED® 550 MPO(Pinned) to Unconnectorized Pre-terminated Trunk Cable, MPO12, 24-Fiber, LSZH, 12 fiber PmP 2.0 mm Dca | CommScope® | SYSTIMAX ULL |  | Fiber trunk cable assembly
UKGMXMXDH |  | Base Product | Ultra Low Loss (ULL) Singlemode, MPO12 Pinned to MPO12 Pinned, Fiber Trunk Cable Assembly, 48-Fiber, Indoor/Outdoor Armored, Low Smoke Zero Halogen/Riser | CommScope® | SYSTIMAX ULL |  | Fiber trunk cable assembly
UKGMPMPSV |  | Base Product | Ultra Low Loss Singlemode MPO12 Unpinned to MPO12 Unpinned 432-Fiber Pre-terminated Trunk Cable, Rollable Ribbon Indoor/Outdoor Armored Central Tube, Low Smoke Zero Halogen/Riser | CommScope® | SYSTIMAX ULL |  | Fiber trunk cable assembly
UKGMPMXSV |  | Base Product | Ultra Low Loss Singlemode MPO12 Unpinned to MPO12 Pinned 432-Fiber Pre-terminated Trunk Cable, Rollable Ribbon Indoor/Outdoor Armored Central Tube, Low Smoke Zero Halogen/Riser | CommScope® | SYSTIMAX ULL |  | Fiber trunk cable assembly
UKGMXUCDD |  | Base Product | Ultra Low Loss (ULL) Singlemode, MPO12 Pinned to Unconnectorized, Fiber Trunk Cable Assembly, 12-Fiber, Indoor/Outdoor Armored, Low Smoke Zero Halogen/Riser | CommScope® | SYSTIMAX ULL |  | Fiber trunk cable assembly
UKGMXMXDK |  | Base Product | Ultra Low Loss (ULL) Singlemode, MPO12 Pinned to MPO12 Pinned, Fiber Trunk Cable Assembly, 72-Fiber, Indoor/Outdoor, Low Smoke Zero Halogen/Riser | CommScope® | SYSTIMAX ULL |  | Fiber trunk cable assembly
UKGMPUCSP |  | Base Product | Ultra Low Loss Singlemode MPO12 Unpinned to Unconnectorized 288-Fiber Pre-terminated Trunk Cable, Rollable Ribbon Indoor/Outdoor Armored Central Tube, Low Smoke Zero Halogen/Riser | CommScope® | SYSTIMAX ULL |  | Fiber trunk cable assembly
ULGLALACF |  | Base Product | Ultra Low Loss ULL TeraSPEED® LC/APC to LC/APC Ruggedized fanout Cable, 24-Fiber, Plenum, 12 fiber PmP 2.0 mm | CommScope® | SYSTIMAX ULL |  | Ruggedized fanout
ULGLCLCCK |  | Base Product | Ultra Low Loss ULL TeraSPEED® LC/UPC to LC/UPC Ruggedized fanout Cable, 72-Fiber, Plenum, 12 fiber PmP 2.0 mm Dca | CommScope® | SYSTIMAX ULL |  | Ruggedized fanout
ULGLALACG |  | Base Product | Ultra Low Loss ULL TeraSPEED® LC/APC to LC/APC Ruggedized fanout Cable, 36-Fiber, Plenum, 12 fiber PmP 2.0 mm Dca | CommScope® | SYSTIMAX ULL |  | Ruggedized fanout
ULGLULUCF |  | Base Product | Ultra Low Loss ULL TeraSPEED® LC/UPC Uniboot to LC/UPC Uniboot Ruggedized fanout Cable, 24-Fiber, Plenum, 12 fiber PmP 2.0 mm Dca | CommScope® | SYSTIMAX ULL |  | Ruggedized fanout
UKGMXMXSM |  | Base Product | Ultra Low Loss (ULL) Singlemode, MPO12 Pinned to MPO12 Pinned, Fiber Trunk Cable Assembly, 144-Fiber, Rollable Ribbon Indoor/Outdoor Armored Central Tube, Low Smoke Zero Halogen/Riser | CommScope® | SYSTIMAX ULL |  | Fiber trunk cable assembly
ULGLCLCCM |  | Base Product | Ultra Low Loss ULL TeraSPEED® LC/UPC to LC/UPC Ruggedized fanout Cable, 144-Fiber, Plenum | CommScope® | SYSTIMAX ULL |  | Ruggedized fanout
ULGLULUCG |  | Base Product | Ultra Low Loss ULL TeraSPEED® LC/UPC Uniboot to LC/UPC Uniboot Ruggedized fanout Cable, 36-Fiber, Plenum, 12 fiber PmP 2.0 mm Dca | CommScope® | SYSTIMAX ULL |  | Ruggedized fanout
UKGMXMXSP |  | Base Product | Ultra Low Loss Singlemode MPO12 Pinned to MPO12 Pinned 288-Fiber Pre-terminated Trunk Cable, Rollable Ribbon Indoor/Outdoor Armored Central Tube, Low Smoke Zero Halogen/Riser | CommScope® | SYSTIMAX ULL |  | Fiber trunk cable assembly
ULGLGLGCF |  | Base Product | Ultra Low Loss ULL TeraSPEED® LC/APC G B to LC/APC G B Ruggedized fanout Cable, 24-Fiber, Plenum, 12 fiber PmP 2.0 mm Dca | CommScope® | SYSTIMAX ULL |  | Ruggedized fanout
ULGLALACK |  | Base Product | Ultra Low Loss ULL TeraSPEED® LC/APC to LC/APC Ruggedized fanout Cable, 72-Fiber, Plenum, 12 fiber PmP 2.0 mm Dca | CommScope® | SYSTIMAX ULL |  | Ruggedized fanout
ULGMPLACK |  | Base Product | Ultra Low Loss ULL TeraSPEED® MPO(Unpinned) to LC/APC Ruggedized fanout Cable, 72-Fiber, Plenum, 12 fiber PmP 2.0 mm Dca | CommScope® | SYSTIMAX ULL |  | Ruggedized fanout
ULGLFLFCD |  | Base Product | Ultra Low Loss ULL TeraSPEED® LC/UPC G B to LC/UPC G B Ruggedized fanout Cable, 12-Fiber, Plenum, 12 fiber PmP 2.0 mm Dca | CommScope® | SYSTIMAX ULL |  | Ruggedized fanout
UKGMXUCDL |  | Base Product | Ultra Low Loss Singlemode MPO12 Pinned to Unconnectorized 96-Fiber Pre-terminated Trunk Cable, Indoor/Outdoor Armored, Low Smoke Zero Halogen/Riser | CommScope® | SYSTIMAX ULL |  | Fiber trunk cable assembly
UKGMXMXSV |  | Base Product | Ultra Low Loss Singlemode MPO12 Pinned to MPO12 Pinned 432-Fiber Pre-terminated Trunk Cable, Rollable Ribbon Indoor/Outdoor Armored Central Tube, Low Smoke Zero Halogen/Riser | CommScope® | SYSTIMAX ULL |  | Fiber trunk cable assembly
ULGLFLFCF |  | Base Product | Ultra Low Loss ULL TeraSPEED® LC/UPC G B to LC/UPC G B Ruggedized fanout Cable, 24-Fiber, Plenum, 12 fiber PmP 2.0 mm Dca | CommScope® | SYSTIMAX ULL |  | Ruggedized fanout
ULGLALACL |  | Base Product | Ultra Low Loss ULL TeraSPEED® LC/APC to LC/APC Ruggedized fanout Cable, 96-Fiber, Plenum, 12 fiber PmP 2.0 mm Dca | CommScope® | SYSTIMAX ULL |  | Ruggedized fanout
ULGMPLACL |  | Base Product | Ultra Low Loss ULL TeraSPEED® MPO(Unpinned) to LC/APC Ruggedized fanout Cable, 96-Fiber, Plenum, 12 fiber PmP 2.0 mm Dca | CommScope® | SYSTIMAX ULL |  | Ruggedized fanout
ULGLULUCK |  | Base Product | Ultra Low Loss ULL TeraSPEED® LC/UPC Uniboot to LC/UPC Uniboot Ruggedized fanout Cable, 72-Fiber, Plenum, 12 fiber PmP 2.0 mm Dca | CommScope® | SYSTIMAX ULL |  | Ruggedized fanout
ULGMPLCCD |  | Base Product | Ultra Low Loss ULL TeraSPEED® MPO(Unpinned) to LC/UPC Ruggedized fanout Cable, 12-Fiber, Plenum, 12 fiber PmP 2.0 mm Dca | CommScope® | SYSTIMAX ULL |  | Ruggedized fanout
ULGLFLFCG |  | Base Product | Ultra Low Loss ULL TeraSPEED® LC/UPC G B to LC/UPC G B Ruggedized fanout Cable, 36-Fiber, Plenum, 12 fiber PmP 2.0 mm Dca | CommScope® | SYSTIMAX ULL |  | Ruggedized fanout
ULGMPLACM |  | Base Product | Ultra Low Loss ULL TeraSPEED® MPO(Unpinned) to LC/APC Ruggedized fanout Cable, 144-Fiber, Plenum, 12 fiber PmP 2.0 mm Dca | CommScope® | SYSTIMAX ULL |  | Ruggedized fanout
UKGMXUCSP |  | Base Product | Ultra Low Loss Singlemode MPO12 Pinned to Unconnectorized 288-Fiber Pre-terminated Trunk Cable, Rollable Ribbon Indoor/Outdoor Armored Central Tube, Low Smoke Zero Halogen/Riser | CommScope® | SYSTIMAX ULL |  | Fiber trunk cable assembly
ULGLULUCL |  | Base Product | Ultra Low Loss ULL TeraSPEED® LC/UPC Uniboot to LC/UPC Uniboot Ruggedized fanout Cable, 96-Fiber, Plenum, 12 fiber PmP 2.0 mm Dca | CommScope® | SYSTIMAX ULL |  | Ruggedized fanout
ULGLFLFCH |  | Base Product | Ultra Low Loss ULL TeraSPEED® LC/UPC G B to LC/UPC G B Ruggedized fanout Cable, 48-Fiber, Plenum, 12 fiber PmP 2.0 mm Dca | CommScope® | SYSTIMAX ULL |  | Ruggedized fanout
ULGLCLCCD |  | Base Product | Ultra Low Loss ULL TeraSPEED® LC/UPC to LC/UPC Ruggedized fanout Cable, 12-Fiber, Plenum, 12 fiber PmP 2.0 mm Dca | CommScope® | SYSTIMAX ULL |  | Ruggedized fanout
UKGMXUCSV |  | Base Product | Ultra Low Loss Singlemode MPO12 Pinned to Unconnectorized 432-Fiber Pre-terminated Trunk Cable, Rollable Ribbon Indoor/Outdoor Armored Central Tube, Low Smoke Zero Halogen/Riser | CommScope® | SYSTIMAX ULL |  | Fiber trunk cable assembly
ULGLCLCCF |  | Base Product | Ultra Low Loss ULL TeraSPEED® LC/UPC to LC/UPC Ruggedized fanout Cable, 24-Fiber, Plenum, 12 fiber PmP 2.0 mm Dca | CommScope® | SYSTIMAX ULL |  | Ruggedized fanout
ULGMPLCAF |  | Base Product | Ultra Low Loss Singlemode MPO12 Unpinned to LC/UPC 24-Fiber InstaPATCH® 360 Ruggedized Fanout Cable, Plenum | CommScope® | SYSTIMAX InstaPATCH® 360 |  | Ruggedized fanout
ULGMPLFCH |  | Base Product | Ultra Low Loss ULL TeraSPEED® MPO(Unpinned) to LC/UPC G B Ruggedized fanout Cable, 48-Fiber, Plenum, 12 fiber PmP 2.0 mm Dca | CommScope® | SYSTIMAX ULL |  | Ruggedized fanout
ULGLFLFCL |  | Base Product | Ultra Low Loss ULL TeraSPEED® LC/UPC G B to LC/UPC G B Ruggedized fanout Cable, 96-Fiber, Plenum, 12 fiber PmP 2.0 mm Dca | CommScope® | SYSTIMAX ULL |  | Ruggedized fanout
ULGLGLGCM |  | Base Product | Ultra Low Loss ULL TeraSPEED® LC/APC G B to LC/APC G B Ruggedized fanout Cable, 144-Fiber, Plenum, 12 fiber PmP 2.0 mm Dca | CommScope® | SYSTIMAX ULL |  | Ruggedized fanout
ULGLCLCCG |  | Base Product | Ultra Low Loss ULL TeraSPEED® LC/UPC to LC/UPC Ruggedized fanout Cable, 36-Fiber, Plenum, 12 fiber PmP 2.0 mm Dca | CommScope® | SYSTIMAX ULL |  | Ruggedized fanout
ULGMPLFCK |  | Base Product | Ultra Low Loss ULL TeraSPEED® MPO(Unpinned) to LC/UPC G B Ruggedized fanout Cable, 72-Fiber, Plenum, 12 fiber PmP 2.0 mm Dca | CommScope® | SYSTIMAX ULL |  | Ruggedized fanout
ULGMPLCCH |  | Base Product | Ultra Low Loss ULL TeraSPEED® MPO(Unpinned) to LC/UPC Ruggedized fanout Cable, 48-Fiber, Plenum, 12 fiber PmP 2.0 mm Dca | CommScope® | SYSTIMAX ULL |  | Ruggedized fanout
ULGMPLCCK |  | Base Product | Ultra Low Loss ULL TeraSPEED® MPO(Unpinned) to LC/UPC Ruggedized fanout Cable, 72-Fiber, Plenum, 12 fiber PmP 2.0 mm Dca | CommScope® | SYSTIMAX ULL |  | Ruggedized fanout
ULGMPLACG |  | Base Product | Ultra Low Loss ULL TeraSPEED® MPO(Unpinned) to LC/APC Ruggedized fanout Cable, 36-Fiber, Plenum, 12 fiber PmP 2.0 mm Dca | CommScope® | SYSTIMAX ULL |  | Ruggedized fanout
ULGMPLCAK |  | Base Product | Ultra Low Loss Singlemode MPO12 Unpinned to LC/UPC 72-Fiber InstaPATCH® 360 Ruggedized Fanout Cable, Plenum | CommScope® | SYSTIMAX InstaPATCH® 360 |  | Ruggedized fanout
ULGMPLACH |  | Base Product | Ultra Low Loss ULL TeraSPEED® MPO(Unpinned) to LC/APC Ruggedized fanout Cable, 48-Fiber, Plenum, 12 fiber PmP 2.0 mm Dca | CommScope® | SYSTIMAX ULL |  | Ruggedized fanout
ULGMXLCAF |  | Base Product | Ultra Low Loss Singlemode MPO12 Pinned to LC/UPC 24-Fiber InstaPATCH® 360 Ruggedized Fanout Cable, Plenum | CommScope® | SYSTIMAX InstaPATCH® 360 ¦ SYSTIMAX ULL |  | Ruggedized fanout
ULGMXLFCF |  | Base Product | Ultra Low Loss ULL TeraSPEED® MPO(Pinned) to LC/UPC G B Ruggedized fanout Cable, 24-Fiber, Plenum, 12 fiber PmP 2.0 mm Dca | CommScope® | SYSTIMAX ULL |  | Ruggedized fanout
ULGMXLACD |  | Base Product | Ultra Low Loss ULL TeraSPEED® MPO(Pinned) to LC/APC Ruggedized fanout Cable, 12-Fiber, Plenum, 12 fiber PmP 2.0 mm Dca | CommScope® | SYSTIMAX ULL |  | Ruggedized fanout
ULGMPSACL |  | Base Product | Ultra Low Loss ULL TeraSPEED® MPO(Unpinned) to SC/APC Ruggedized fanout Cable, 96-Fiber, Plenum, 12 fiber PmP 2.0 mm Dca | CommScope® | SYSTIMAX ULL |  | Ruggedized fanout
ULGMPLCAM |  | Base Product | Ultra Low Loss Singlemode MPO12 Unpinned to LC/UPC 144-Fiber InstaPATCH® 360 Ruggedized Fanout Cable, Plenum | CommScope® | SYSTIMAX InstaPATCH® 360 |  | Ruggedized fanout
ULGMPSACM |  | Base Product | Ultra Low Loss ULL TeraSPEED® MPO(Unpinned) to SC/APC Ruggedized fanout Cable, 144-Fiber, Plenum, 12 fiber PmP 2.0 mm Dca | CommScope® | SYSTIMAX ULL |  | Ruggedized fanout
ULGMXLFCG |  | Base Product | Ultra Low Loss ULL TeraSPEED® MPO(Pinned) to LC/UPC G B Ruggedized fanout Cable, 36-Fiber, Plenum, 12 fiber PmP 2.0 mm Dca | CommScope® | SYSTIMAX ULL |  | Ruggedized fanout
ULGMXLACF |  | Base Product | Ultra Low Loss ULL TeraSPEED® MPO(Pinned) to LC/APC Ruggedized fanout Cable, 24-Fiber, Plenum, 12 fiber PmP 2.0 mm Dca | CommScope® | SYSTIMAX ULL |  | Ruggedized fanout
ULGMPLUCK |  | Base Product | Ultra Low Loss ULL TeraSPEED® MPO(Unpinned) to LC/UPC Uniboot Ruggedized fanout Cable, 72-Fiber, Plenum, 12 fiber PmP 2.0 mm Dca | CommScope® | SYSTIMAX ULL |  | Ruggedized fanout
ULGMPLGCH |  | Base Product | Ultra Low Loss ULL TeraSPEED® MPO(Unpinned) to LC/APC G B Ruggedized fanout Cable, 48-Fiber, Plenum, 12 fiber PmP 2.0 mm Dca | CommScope® | SYSTIMAX ULL |  | Ruggedized fanout
ULGMPLUCL |  | Base Product | Ultra Low Loss ULL TeraSPEED® MPO(Unpinned) to LC/UPC Uniboot Ruggedized fanout Cable, 96-Fiber, Plenum, 12 fiber PmP 2.0 mm Dca | CommScope® | SYSTIMAX ULL |  | Ruggedized fanout
ULGMPSCCD |  | Base Product | Ultra Low Loss ULL TeraSPEED® MPO(Unpinned) to SC/UPC Ruggedized fanout Cable, 12-Fiber, Plenum, 12 fiber PmP 2.0 mm Dca | CommScope® | SYSTIMAX ULL |  | Ruggedized fanout
ULGMPLGCK |  | Base Product | Ultra Low Loss ULL TeraSPEED® MPO(Unpinned) to LC/APC G B Ruggedized fanout Cable, 72-Fiber, Plenum, 12 fiber PmP 2.0 mm Dca | CommScope® | SYSTIMAX ULL |  | Ruggedized fanout
ULGMPSCCF |  | Base Product | Ultra Low Loss ULL TeraSPEED® MPO(Unpinned) to SC/UPC Ruggedized fanout Cable, 24-Fiber, Plenum, 12 fiber PmP 2.0 mm Dca | CommScope® | SYSTIMAX ULL |  | Ruggedized fanout
ULGMXLFCK |  | Base Product | Ultra Low Loss ULL TeraSPEED® MPO(Pinned) to LC/UPC G B Ruggedized fanout Cable, 72-Fiber, Plenum, 12 fiber PmP 2.0 mm Dca | CommScope® | SYSTIMAX ULL |  | Ruggedized fanout
ULGMXLCCH |  | Base Product | Ultra Low Loss ULL TeraSPEED® MPO(Pinned) to LC/UPC Ruggedized fanout Cable, 48-Fiber, Plenum, 12 fiber PmP 2.0 mm Dca | CommScope® | SYSTIMAX ULL |  | Ruggedized fanout
ULGMXLFCL |  | Base Product | Ultra Low Loss ULL TeraSPEED® MPO(Pinned) to LC/UPC G B Ruggedized fanout Cable, 96-Fiber, Plenum, 12 fiber PmP 2.0 mm Dca | CommScope® | SYSTIMAX ULL |  | Ruggedized fanout
ULGMPSACD |  | Base Product | Ultra Low Loss ULL TeraSPEED® MPO(Unpinned) to SC/APC Ruggedized fanout Cable, 12-Fiber, Plenum, 12 fiber PmP 2.0 mm Dca | CommScope® | SYSTIMAX ULL |  | Ruggedized fanout
ULGMXSACD |  | Base Product | Ultra Low Loss ULL TeraSPEED® MPO(Pinned) to SC/APC Ruggedized fanout Cable, 12-Fiber, Plenum, 12 fiber PmP 2.0 mm Dca | CommScope® | SYSTIMAX ULL |  | Ruggedized fanout
ULGMXSCCH |  | Base Product | Ultra Low Loss ULL TeraSPEED® MPO(Pinned) to SC/UPC Ruggedized fanout Cable, 48-Fiber, Plenum, 12 fiber PmP 2.0 mm Dca | CommScope® | SYSTIMAX ULL |  | Ruggedized fanout
ULGMXLCCK |  | Base Product | Ultra Low Loss ULL TeraSPEED® MPO(Pinned) to LC/UPC Ruggedized fanout Cable, 72-Fiber, Plenum, 12 fiber PmP 2.0 mm Dca | CommScope® | SYSTIMAX ULL |  | Ruggedized fanout
ULGMXLACL |  | Base Product | Ultra Low Loss ULL TeraSPEED® MPO(Pinned) to LC/APC Ruggedized fanout Cable, 96-Fiber, Plenum, 12 fiber PmP 2.0 mm Dca | CommScope® | SYSTIMAX ULL |  | Ruggedized fanout
ULGMXLFCM |  | Base Product | Ultra Low Loss ULL TeraSPEED® MPO(Pinned) to LC/UPC G B Ruggedized fanout Cable, 144-Fiber, Plenum, 12 fiber PmP 2.0 mm Dca | CommScope® | SYSTIMAX ULL |  | Ruggedized fanout
ULGSASACM |  | Base Product | Ultra Low Loss ULL TeraSPEED® SC/APC to SC/APC Ruggedized fanout Cable, 144-Fiber, Plenum, 12 fiber PmP 2.0 mm Dca | CommScope® | SYSTIMAX ULL |  | Ruggedized fanout
ULGMPSCCH |  | Base Product | Ultra Low Loss ULL TeraSPEED® MPO(Unpinned) to SC/UPC Ruggedized fanout Cable, 48-Fiber, Plenum, 12 fiber PmP 2.0 mm Dca | CommScope® | SYSTIMAX ULL |  | Ruggedized fanout
ULGMXLUCF |  | Base Product | Ultra Low Loss ULL TeraSPEED® MPO(Pinned) to LC/UPC Uniboot Ruggedized fanout Cable, 24-Fiber, Plenum, 12 fiber PmP 2.0 mm Dca | CommScope® | SYSTIMAX ULL |  | Ruggedized fanout
ULGMXSACF |  | Base Product | Ultra Low Loss ULL TeraSPEED® MPO(Pinned) to SC/APC Ruggedized fanout Cable, 24-Fiber, Plenum, 12 fiber PmP 2.0 mm Dca | CommScope® | SYSTIMAX ULL |  | Ruggedized fanout
ULGMXLCCL |  | Base Product | Ultra Low Loss ULL TeraSPEED® MPO(Pinned) to LC/UPC Ruggedized fanout Cable, 96-Fiber, Plenum, 12 fiber PmP 2.0 mm Dca | CommScope® | SYSTIMAX ULL |  | Ruggedized fanout
ULGMXSCCK |  | Base Product | Ultra Low Loss ULL TeraSPEED® MPO(Pinned) to SC/UPC Ruggedized fanout Cable, 72-Fiber, Plenum, 12 fiber PmP 2.0 mm Dca | CommScope® | SYSTIMAX ULL |  | Ruggedized fanout
ULGMXLACM |  | Base Product | Ultra Low Loss ULL TeraSPEED® MPO(Pinned) to LC/APC Ruggedized fanout Cable, 144-Fiber, Plenum, 12 fiber PmP 2.0 mm Dca | CommScope® | SYSTIMAX ULL |  | Ruggedized fanout
ULGMXLGCD |  | Base Product | Ultra Low Loss ULL TeraSPEED® MPO(Pinned) to LC/APC G B Ruggedized fanout Cable, 12-Fiber, Plenum, 12 fiber PmP 2.0 mm Dca | CommScope® | SYSTIMAX ULL |  | Ruggedized fanout
ULGSCSCCD |  | Base Product | Ultra Low Loss ULL TeraSPEED® SC/UPC to SC/UPC Ruggedized fanout Cable, 12-Fiber, Plenum, 12 fiber PmP 2.0 mm Dca | CommScope® | SYSTIMAX ULL |  | Ruggedized fanout
ULGMXLCCM |  | Base Product | Ultra Low Loss ULL TeraSPEED® MPO(Pinned) to LC/UPC Ruggedized fanout Cable, 144-Fiber, Plenum, 12 fiber PmP 2.0 mm Dca | CommScope® | SYSTIMAX ULL |  | Ruggedized fanout
ULGSCSCCF |  | Base Product | Ultra Low Loss ULL TeraSPEED® SC/UPC to SC/UPC Ruggedized fanout Cable, 24-Fiber, Plenum, 12 fiber PmP 2.0 mm Dca | CommScope® | SYSTIMAX ULL |  | Ruggedized fanout
ULGMXLGCF |  | Base Product | Ultra Low Loss ULL TeraSPEED® MPO(Pinned) to LC/APC G B Ruggedized fanout Cable, 24-Fiber, Plenum, 12 fiber PmP 2.0 mm Dca | CommScope® | SYSTIMAX ULL |  | Ruggedized fanout
ULVLCLCCH |  | Base Product | Ultra Low Loss ULL LazrSPEED® 550 OM5 LC/UPC to LC/UPC Ruggedized fanout Cable, 48-Fiber, Plenum, 12 fiber PmP 2.0 mm Dca | CommScope® | SYSTIMAX ULL |  | Ruggedized fanout
ULGMXLFCD |  | Base Product | Ultra Low Loss ULL TeraSPEED® MPO(Pinned) to LC/UPC G B Ruggedized fanout Cable, 12-Fiber, Plenum, 12 fiber PmP 2.0 mm Dca | CommScope® | SYSTIMAX ULL |  | Ruggedized fanout
ULGMXSCCM |  | Base Product | Ultra Low Loss ULL TeraSPEED® MPO(Pinned) to SC/UPC Ruggedized fanout Cable, 144-Fiber, Plenum, 12 fiber PmP 2.0 mm Dca | CommScope® | SYSTIMAX ULL |  | Ruggedized fanout
ULGMXSACH |  | Base Product | Ultra Low Loss ULL TeraSPEED® MPO(Pinned) to SC/APC Ruggedized fanout Cable, 48-Fiber, Plenum, 12 fiber PmP 2.0 mm Dca | CommScope® | SYSTIMAX ULL |  | Ruggedized fanout
ULVLULUCM |  | Base Product | Ultra Low Loss ULL LazrSPEED® 550 OM5 LC/UPC Uniboot to LC/UPC Uniboot Ruggedized fanout Cable, 144-Fiber, Plenum, 12 fiber PmP 2.0 mm Dca | CommScope® | SYSTIMAX ULL |  | Ruggedized fanout
ULGSCSCCG |  | Base Product | Ultra Low Loss ULL TeraSPEED® SC/UPC to SC/UPC Ruggedized fanout Cable, 36-Fiber, Plenum, 12 fiber PmP 2.0 mm Dca | CommScope® | SYSTIMAX ULL |  | Ruggedized fanout
ULVLCLCCK |  | Base Product | Ultra Low Loss ULL LazrSPEED® 550 OM5 LC/UPC to LC/UPC Ruggedized fanout Cable, 72-Fiber, Plenum, 12 fiber PmP 2.0 mm Dca | CommScope® | SYSTIMAX ULL |  | Ruggedized fanout
ULGSASACD |  | Base Product | Ultra Low Loss ULL TeraSPEED® SC/APC to SC/APC Ruggedized fanout Cable, 12-Fiber, Plenum, 12 fiber PmP 2.0 mm Dca | CommScope® | SYSTIMAX ULL |  | Ruggedized fanout
ULGMXSACK |  | Base Product | Ultra Low Loss ULL TeraSPEED® MPO(Pinned) to SC/APC Ruggedized fanout Cable, 72-Fiber, Plenum, 12 fiber PmP 2.0 mm Dca | CommScope® | SYSTIMAX ULL |  | Ruggedized fanout
ULVLCLCCM |  | Base Product | Ultra Low Loss ULL LazrSPEED® 550 OM5 LC/UPC to LC/UPC Ruggedized fanout Cable, 144-Fiber, Plenum, 12 fiber PmP 2.0 mm Dca | CommScope® | SYSTIMAX ULL |  | Ruggedized fanout
ULVMPSCCK |  | Base Product | Ultra Low Loss ULL LazrSPEED® 550 OM5 MPO(Unpinned) to SC/UPC Ruggedized fanout Cable, 72-Fiber, Plenum, 12 fiber PmP 2.0 mm Dca | CommScope® | SYSTIMAX ULL |  | Ruggedized fanout
ULVMPLCCG |  | Base Product | Ultra Low Loss ULL LazrSPEED® 550 OM5 MPO(Unpinned) to LC/UPC Ruggedized fanout Cable, 36-Fiber, Plenum, 12 fiber PmP 2.0 mm Dca | CommScope® | SYSTIMAX ULL |  | Ruggedized fanout
ULGSASACG |  | Base Product | Ultra Low Loss ULL TeraSPEED® SC/APC to SC/APC Ruggedized fanout Cable, 36-Fiber, Plenum, 12 fiber PmP 2.0 mm Dca | CommScope® | SYSTIMAX ULL |  | Ruggedized fanout
ULGMXSACM |  | Base Product | Ultra Low Loss ULL TeraSPEED® MPO(Pinned) to SC/APC Ruggedized fanout Cable, 144-Fiber, Plenum, 12 fiber PmP 2.0 mm Dca | CommScope® | SYSTIMAX ULL |  | Ruggedized fanout
ULVMPLUCK |  | Base Product | Ultra Low Loss ULL LazrSPEED® 550 OM5 MPO(Unpinned) to LC/UPC Uniboot Ruggedized fanout Cable, 72-Fiber, Plenum, 12 fiber PmP 2.0 mm Dca | CommScope® | SYSTIMAX ULL |  | Ruggedized fanout
ULVMPSCCL |  | Base Product | Ultra Low Loss ULL LazrSPEED® 550 OM5 MPO(Unpinned) to SC/UPC Ruggedized fanout Cable, 96-Fiber, Plenum, 12 fiber PmP 2.0 mm Dca | CommScope® | SYSTIMAX ULL |  | Ruggedized fanout
ULGSCSCCM |  | Base Product | Ultra Low Loss ULL TeraSPEED® SC/UPC to SC/UPC Ruggedized fanout Cable, 144-Fiber, Plenum, 12 fiber PmP 2.0 mm Dca | CommScope® | SYSTIMAX ULL |  | Ruggedized fanout
ULGSASACH |  | Base Product | Ultra Low Loss ULL TeraSPEED® SC/APC to SC/APC Ruggedized fanout Cable, 48-Fiber, Plenum, 12 fiber PmP 2.0 mm Dca | CommScope® | SYSTIMAX ULL |  | Ruggedized fanout
ULVMXLUCD |  | Base Product | Ultra Low Loss ULL LazrSPEED® 550 OM5 MPO(Pinned) to LC/UPC Uniboot Ruggedized fanout Cable, 12-Fiber, Plenum, 12 fiber PmP 2.0 mm Dca | CommScope® | SYSTIMAX ULL |  | Ruggedized fanout
UNVMPLCCF |  | Base Product | Ultra Low Loss ULL LazrSPEED® 550 OM5 MPO(Unpinned) to LC/UPC Ruggedized fanout Cable, 24-Fiber, LSZH, 12 fiber PmP 2.0 mm Dca | CommScope® | SYSTIMAX ULL |  | Ruggedized fanout
UNVMXLCCD |  | Base Product | Ultra Low Loss ULL LazrSPEED® 550 OM5 MPO(Pinned) to LC/UPC Ruggedized fanout Cable, 12-Fiber, LSZH, 12 fiber PmP 2.0 mm Dca | CommScope® | SYSTIMAX ULL |  | Ruggedized fanout
UNVSCSCCK |  | Base Product | Ultra Low Loss ULL LazrSPEED® 550 OM5 SC/UPC to SC/UPC Ruggedized fanout Cable, 72-Fiber, LSZH, 12 fiber PmP 2.0 mm Dca | CommScope® | SYSTIMAX ULL |  | Ruggedized fanout
UNVMXLUCF |  | Base Product | Ultra Low Loss ULL LazrSPEED® 550 OM5 MPO(Pinned) to LC/UPC Uniboot Ruggedized fanout Cable, 24-Fiber, LSZH, 12 fiber PmP 2.0 mm Dca | CommScope® | SYSTIMAX ULL |  | Ruggedized fanout
UNVMPLCCG |  | Base Product | Ultra Low Loss ULL LazrSPEED® 550 OM5 MPO(Unpinned) to LC/UPC Ruggedized fanout Cable, 36-Fiber, LSZH, 12 fiber PmP 2.0 mm Dca | CommScope® | SYSTIMAX ULL |  | Ruggedized fanout
UNXMPLCCM |  | Base Product | Ultra Low Loss ULL LazrSPEED® 550 MPO(Unpinned) to LC/UPC Ruggedized fanout Cable, 144-Fiber, LSZH, 12 fiber PmP 2.0 mm Dca | CommScope® | SYSTIMAX ULL |  | Ruggedized fanout
UNVMXLUCH |  | Base Product | Ultra Low Loss ULL LazrSPEED® 550 OM5 MPO(Pinned) to LC/UPC Uniboot Ruggedized fanout Cable, 48-Fiber, LSZH, 12 fiber PmP 2.0 mm Dca | CommScope® | SYSTIMAX ULL |  | Ruggedized fanout
UNVMXLCCH |  | Base Product | Ultra Low Loss ULL LazrSPEED® 550 OM5 MPO(Pinned) to LC/UPC Ruggedized fanout Cable, 48-Fiber, LSZH, 12 fiber PmP 2.0 mm Dca | CommScope® | SYSTIMAX ULL |  | Ruggedized fanout
UNXLCLCCD |  | Base Product | Ultra Low Loss ULL LazrSPEED® 550 LC/UPC to LC/UPC Ruggedized fanout Cable, 12-Fiber, LSZH, 12 fiber PmP 2.0 mm Dca | CommScope® | SYSTIMAX ULL |  | Ruggedized fanout
UNVMXSCCL |  | Base Product | Ultra Low Loss ULL LazrSPEED® 550 OM5 MPO(Pinned) to SC/UPC Ruggedized fanout Cable, 96-Fiber, LSZH, 12 fiber PmP 2.0 mm Dca | CommScope® | SYSTIMAX ULL |  | Ruggedized fanout
UNXLCLCCF |  | Base Product | Ultra Low Loss ULL LazrSPEED® 550 LC/UPC to LC/UPC Ruggedized fanout Cable, 24-Fiber, LSZH, 12 fiber PmP 2.0 mm Dca | CommScope® | SYSTIMAX ULL |  | Ruggedized fanout
UNVMXSCCM |  | Base Product | Ultra Low Loss ULL LazrSPEED® 550 OM5 MPO(Pinned) to SC/UPC Ruggedized fanout Cable, 144-Fiber, LSZH, 12 fiber PmP 2.0 mm Dca | CommScope® | SYSTIMAX ULL |  | Ruggedized fanout
UNXMPLCCD |  | Base Product | Ultra Low Loss ULL LazrSPEED® 550 MPO(Unpinned) to LC/UPC Ruggedized fanout Cable, 12-Fiber, LSZH, 12 fiber PmP 2.0 mm Dca | CommScope® | SYSTIMAX ULL |  | Ruggedized fanout
UNXMPLCCF |  | Base Product | Ultra Low Loss ULL LazrSPEED® 550 MPO(Unpinned) to LC/UPC Ruggedized fanout Cable, 24-Fiber, LSZH, 12 fiber PmP 2.0 mm Dca | CommScope® | SYSTIMAX ULL |  | Ruggedized fanout
UNXMPSCCH |  | Base Product | Ultra Low Loss ULL LazrSPEED® 550 MPO(Unpinned) to SC/UPC Ruggedized fanout Cable, 48-Fiber, LSZH, 12 fiber PmP 2.0 mm Dca | CommScope® | SYSTIMAX ULL |  | Ruggedized fanout
UNXLCLCCH |  | Base Product | Ultra Low Loss ULL LazrSPEED® 550 LC/UPC to LC/UPC Ruggedized fanout Cable, 48-Fiber, LSZH, 12 fiber PmP 2.0 mm Dca | CommScope® | SYSTIMAX ULL |  | Ruggedized fanout
UNXLULUCM |  | Base Product | Ultra Low Loss ULL LazrSPEED® 550 LC/UPC Uniboot to LC/UPC Uniboot Ruggedized fanout Cable, 144-Fiber, LSZH, 12 fiber PmP 2.0 mm Dca | CommScope® | SYSTIMAX ULL |  | Ruggedized fanout
UNVSCSCCG |  | Base Product | Ultra Low Loss ULL LazrSPEED® 550 OM5 SC/UPC to SC/UPC Ruggedized fanout Cable, 36-Fiber, LSZH, 12 fiber PmP 2.0 mm Dca | CommScope® | SYSTIMAX ULL |  | Ruggedized fanout
UNXMPLUCF |  | Base Product | Ultra Low Loss ULL LazrSPEED® 550 MPO(Unpinned) to LC/UPC Uniboot Ruggedized fanout Cable, 24-Fiber, LSZH, 12 fiber PmP 2.0 mm Dca | CommScope® | SYSTIMAX ULL |  | Ruggedized fanout
UNXLCLCCK |  | Base Product | Ultra Low Loss ULL LazrSPEED® 550 LC/UPC to LC/UPC Ruggedized fanout Cable, 72-Fiber, LSZH, 12 fiber PmP 2.0 mm Dca | CommScope® | SYSTIMAX ULL |  | Ruggedized fanout
UNXMPSCCL |  | Base Product | Ultra Low Loss ULL LazrSPEED® 550 MPO(Unpinned) to SC/UPC Ruggedized fanout Cable, 96-Fiber, LSZH, 12 fiber PmP 2.0 mm Dca | CommScope® | SYSTIMAX ULL |  | Ruggedized fanout
UNXMXLCCF |  | Base Product | Ultra Low Loss ULL LazrSPEED® 550 MPO(Pinned) to LC/UPC Ruggedized fanout Cable, 24-Fiber, LSZH, 12 fiber PmP 2.0 mm Dca | CommScope® | SYSTIMAX ULL |  | Ruggedized fanout
UNVMXSCCD |  | Base Product | Ultra Low Loss ULL LazrSPEED® 550 OM5 MPO(Pinned) to SC/UPC Ruggedized fanout Cable, 12-Fiber, LSZH, 12 fiber PmP 2.0 mm Dca | CommScope® | SYSTIMAX ULL |  | Ruggedized fanout
UNXMPLUCG |  | Base Product | Ultra Low Loss ULL LazrSPEED® 550 MPO(Unpinned) to LC/UPC Uniboot Ruggedized fanout Cable, 36-Fiber, LSZH, 12 fiber PmP 2.0 mm Dca | CommScope® | SYSTIMAX ULL |  | Ruggedized fanout
UNXMXSCCK |  | Base Product | Ultra Low Loss ULL LazrSPEED® 550 MPO(Pinned) to SC/UPC Ruggedized fanout Cable, 72-Fiber, LSZH, 12 fiber PmP 2.0 mm Dca | CommScope® | SYSTIMAX ULL |  | Ruggedized fanout
UNXMPSCCM |  | Base Product | Ultra Low Loss ULL LazrSPEED® 550 MPO(Unpinned) to SC/UPC Ruggedized fanout Cable, 144-Fiber, LSZH, 12 fiber PmP 2.0 mm Dca | CommScope® | SYSTIMAX ULL |  | Ruggedized fanout
UNXMXLUCG |  | Base Product | Ultra Low Loss ULL LazrSPEED® 550 MPO(Pinned) to LC/UPC Uniboot Ruggedized fanout Cable, 36-Fiber, LSZH, 12 fiber PmP 2.0 mm Dca | CommScope® | SYSTIMAX ULL |  | Ruggedized fanout
UNXMPLUCH |  | Base Product | Ultra Low Loss ULL LazrSPEED® 550 MPO(Unpinned) to LC/UPC Uniboot Ruggedized fanout Cable, 48-Fiber, LSZH, 12 fiber PmP 2.0 mm Dca | CommScope® | SYSTIMAX ULL |  | Ruggedized fanout
UNXSCSCCL |  | Base Product | Ultra Low Loss ULL LazrSPEED® 550 SC/UPC to SC/UPC Ruggedized fanout Cable, 96-Fiber, LSZH, 12 fiber PmP 2.0 mm Dca | CommScope® | SYSTIMAX ULL |  | Ruggedized fanout
UNXSCSCCM |  | Base Product | Ultra Low Loss ULL LazrSPEED® 550 SC/UPC to SC/UPC Ruggedized fanout Cable, 144-Fiber, LSZH, 12 fiber PmP 2.0 mm Dca | CommScope® | SYSTIMAX ULL |  | Ruggedized fanout
UQGMXMXGD |  | Base Product | Ultra Low Loss (ULL) Singlemode MPO12 (Pinned) to MPO12 (Pinned), Fiber Extension Cable Assembly, 12-Fiber, Plenum | CommScope® | SYSTIMAX ULL |  | Fiber array cable assembly
UQGMPLCGD |  | Base Product | Ultra Low Loss (ULL) Singlemode MPO12 (Unpinned) to LC/UPC, Fiber Extension Cable Assembly, 12-Fiber, Plenum | CommScope® | SYSTIMAX ULL |  | Fiber array cable assembly
UNXMPLUCL |  | Base Product | Ultra Low Loss ULL LazrSPEED® 550 MPO(Unpinned) to LC/UPC Uniboot Ruggedized fanout Cable, 96-Fiber, LSZH, 12 fiber PmP 2.0 mm Dca | CommScope® | SYSTIMAX ULL |  | Ruggedized fanout
UNXMXLCCK |  | Base Product | Ultra Low Loss ULL LazrSPEED® 550 MPO(Pinned) to LC/UPC Ruggedized fanout Cable, 72-Fiber, LSZH, 12 fiber PmP 2.0 mm Dca | CommScope® | SYSTIMAX ULL |  | Ruggedized fanout
UQGQPLCJ8 |  | Base Product | Ultra Low Loss Singlemode MPO8 Unpinned to LC/UPC 8-Fiber Plenum Array Cord | CommScope® | SYSTIMAX ULL |  | Fiber array cable assembly
UNXMXLCAD |  | Base Product | Ultra Low Loss (ULL) LazrSPEED® 550 MPO (Pinned) to LC/UPC, InstaPATCH® 360 Ruggedized Fanout Cable, 12-Fiber, LSZH | CommScope® | SYSTIMAX InstaPATCH® 360 ¦ SYSTIMAX ULL |  | Ruggedized fanout
UNXMPLUCM |  | Base Product | Ultra Low Loss ULL LazrSPEED® 550 MPO(Unpinned) to LC/UPC Uniboot Ruggedized fanout Cable, 144-Fiber, LSZH, 12 fiber PmP 2.0 mm Dca | CommScope® | SYSTIMAX ULL |  | Ruggedized fanout
UQGQPLUHF |  | Base Product | Ultra Low Loss Singlemode, MPO8 (Unpinned) to LC/UPC Uniboot, Fiber Extension Cable Assembly, 24-Fiber, Plenum | CommScope® | SYSTIMAX ULL |  | Fiber array cable assembly
UNXMXLCAF |  | Base Product | Ultra Low Loss OM4 MPO12 Pinned to LC/UPC Uniboot 24-Fiber InstaPATCH® 360 Ruggedized Fanout Cable, Low Smoke Zero Halogen | CommScope® | SYSTIMAX InstaPATCH® 360 |  | Ruggedized fanout
UQV2C2PHF |  | Base Product | Ultra Low Loss (ULL) OM5, MPO24 Equipment (Unpinned) to MPO24 (Unpinned), 24-Fiber, Plenum Patchcord | CommScope® | SYSTIMAX ULL |  | Fiber array cable assembly
UNXMXLCCM |  | Base Product | Ultra Low Loss ULL LazrSPEED® 550 MPO(Pinned) to LC/UPC Ruggedized fanout Cable, 144-Fiber, LSZH, 12 fiber PmP 2.0 mm Dca | CommScope® | SYSTIMAX ULL |  | Ruggedized fanout
UNXMXLUCM |  | Base Product | Ultra Low Loss ULL LazrSPEED® 550 MPO(Pinned) to LC/UPC Uniboot Ruggedized fanout Cable, 144-Fiber, LSZH, 12 fiber PmP 2.0 mm Dca | CommScope® | SYSTIMAX ULL |  | Ruggedized fanout
UQGMPLUHF |  | Base Product | Ultra Low Loss Singlemode, MPO12 (Unpinned) to LC/UPC Uniboot, Fiber Extension Cable Assembly, 24-Fiber, Plenum | CommScope® | SYSTIMAX ULL |  | Fiber array cable assembly
UQGQPQPJ8 |  | Base Product | Ultra Low Loss (ULL) TeraSpeed® MPO/8 (Unpinned) to MPO/8 (Unpinned), 8-Fiber, Plenum | CommScope® | SYSTIMAX ULL |  | Fiber array cable assembly
UNXMXLUCD |  | Base Product | Ultra Low Loss ULL LazrSPEED® 550 MPO(Pinned) to LC/UPC Uniboot Ruggedized fanout Cable, 12-Fiber, LSZH, 12 fiber PmP 2.0 mm Dca | CommScope® | SYSTIMAX ULL |  | Ruggedized fanout
UNXSCSCCG |  | Base Product | Ultra Low Loss ULL LazrSPEED® 550 SC/UPC to SC/UPC Ruggedized fanout Cable, 36-Fiber, LSZH, 12 fiber PmP 2.0 mm Dca | CommScope® | SYSTIMAX ULL |  | Ruggedized fanout
UQV2CMPHF |  | Base Product | Ultra Low Loss OM5, MPO24 (Unpinned) to MPO12 (Unpinned), Fiber Extension Cable Assembly, 24-Fiber, Plenum | CommScope® | SYSTIMAX ULL |  | Fiber array cable assembly
UQGQPQXJ8 |  | Base Product | Ultra Low Loss (ULL) Singlemode MPO8 (Unpinned) to MPO8 (Pinned), Fiber Extension Cable Assembly, 8-Fiber, Plenum | CommScope® | SYSTIMAX ULL |  | Fiber array cable assembly
UQV2XLCHF |  | Base Product | Ultra Low Loss (ULL) LazrSPEED® 550 WideBand OM5 MPO/24 (Pinned) to LC/UPC, 24-Fiber, Plenum | CommScope® | SYSTIMAX ULL |  | Fiber array cable assembly
UQGMPMXGD |  | Base Product | Ultra Low Loss (ULL) Singlemode MPO12 (Unpinned) to MPO12 (Pinned), Fiber Extension Cable Assembly, 12-Fiber, Plenum | CommScope® | SYSTIMAX ULL |  | Fiber array cable assembly
UQV2P2PHF |  | Base Product | Ultra Low Loss (ULL) OM5, MPO24 (Unpinned) to MPO24 (Unpinned), 24-Fiber, Plenum Patchcord | CommScope® | SYSTIMAX ULL |  | Fiber array cable assembly
UQV2XLUHF |  | Base Product | Ultra Low Loss OM5 MPO24 Pinned to LC/UPC Uniboot 24-Fiber Plenum Array Cord | CommScope® | SYSTIMAX ULL |  | Fiber array cable assembly
UQVQFQFJ8 |  | Base Product | Ultra Low Loss (ULL) OM5 MPO8 (Unpinned) to MPO8 (Unpinned), Polarity and Gender Changeable, Fiber Extension Cable Assembly, 8-Fiber, Plenum | CommScope® | SYSTIMAX ULL |  | Fiber array cable assembly
UNXMXSCCG |  | Base Product | Ultra Low Loss ULL LazrSPEED® 550 MPO(Pinned) to SC/UPC Ruggedized fanout Cable, 36-Fiber, LSZH, 12 fiber PmP 2.0 mm Dca | CommScope® | SYSTIMAX ULL |  | Ruggedized fanout
UQV2P2XHF |  | Base Product | Ultra Low Loss (ULL) OM5, MPO24 (Unpinned) to MPO24 (Pinned), 24-Fiber, Plenum Patchcord | CommScope® | SYSTIMAX ULL |  | Fiber array cable assembly
UQVQXQXJ8 |  | Base Product | Ultra Low Loss (ULL) OM5 MPO8 (Pinned) to MPO8 (Pinned), Fiber Extension Cable Assembly, 8-Fiber, Plenum | CommScope® | SYSTIMAX ULL |  | Fiber array cable assembly
UQV2XQPHF |  | Base Product | Ultra Low Loss OM5, MPO24 (Pinned) to MPO8 QSFP (Unpinned), Fiber Extension Cable Assembly 24-Fiber, Plenum | CommScope® | SYSTIMAX ULL |  | Fiber array cable assembly
UNXMXSCCH |  | Base Product | Ultra Low Loss ULL LazrSPEED® 550 MPO(Pinned) to SC/UPC Ruggedized Fanout Cable, 48-Fiber, LSZH, 12 fiber PmP 2.0 mm Dca | CommScope® | SYSTIMAX ULL |  | Ruggedized fanout
UQX2XLCHF |  | Base Product | Ultra Low Loss OM4 MPO24 Pinned to LC/UPC 24-Fiber Plenum Array Cord | CommScope® | SYSTIMAX ULL |  | Fiber array cable assembly
UQV2PLCHF |  | Base Product | Ultra Low Loss OM5 MPO24 Unpinned to LC/UPC 24-Fiber Plenum Array Cord | CommScope® | SYSTIMAX ULL |  | Fiber array cable assembly
UQGQXLUJ8 |  | Base Product | Ultra Low Loss (ULL) Singlemode MPO8 (Pinned) to LC/UPC Uniboot, Fiber Extension Cable Assembly, 8-Fiber, Plenum | CommScope® | SYSTIMAX ULL |  | Fiber array cable assembly
UQX2XLUHF |  | Base Product | Ultra Low Loss OM4 MPO24 Pinned to LC/UPC Uniboot 24-Fiber Plenum Array Cord | CommScope® | SYSTIMAX ULL |  | Fiber array cable assembly
UQXQPQPHF |  | Base Product | Ultra Low Loss (ULL) LazrSPEED® 550 OM4, MPO/8 (Unpinned) to MPO/8 (Unpinned), 24-Fiber, Plenum array cord | CommScope® | SYSTIMAX ULL |  | Fiber array cable assembly
UQXMXLCGD |  | Base Product | Ultra Low Loss (ULL) OM4 MPO12 (Pinned) to LC/UPC, Fiber Extension Cable Assembly, 12-Fiber, Plenum | CommScope® | SYSTIMAX ULL |  | Fiber array cable assembly
UQX2CMPHF |  | Base Product | Ultra Low Loss OM4, MPO24 (Unpinned) to MPO12 (Unpinned), Fiber Extension Cable Assembly, 24-Fiber, Plenum | CommScope® | SYSTIMAX ULL |  | Fiber array cable assembly
UQVMPLUGD |  | Base Product | Ultra Low Loss OM5 MPO12 Unpinned to LC/UPC Uniboot 12-Fiber Plenum Array Cord | CommScope® | SYSTIMAX ULL |  | Fiber array cable assembly
URGMPMPGD |  | Base Product | Ultra Low Loss (ULL) Singlemode MPO12 (Unpinned) to MPO12 (Unpinned), Fiber Trunk Cable Assembly, 12-Fiber, Low Smoke Zero Halogen (LSZH) | CommScope® | SYSTIMAX ULL |  | Fiber array cable assembly
UQVQPMXHF |  | Base Product | Ultra Low Loss OM5, MPO8 QSFP (Unpinned) to MPO12 (Pinned), Fiber Extension Cable Assembly, 24-Fiber, Plenum | CommScope® | SYSTIMAX ULL |  | Fiber array cable assembly
UQXMXLUGD |  | Base Product | Ultra Low Loss OM4 MPO12 Pinned to LC/UPC Uniboot 12-Fiber Plenum Array Cord | CommScope® | SYSTIMAX ULL |  | Fiber array cable assembly
UQXQPQXHF |  | Base Product | Ultra Low Loss (ULL) LazrSPEED® 550 OM4, MPO/8 (Unpinned) to MPO/8 (Pinned), 24-Fiber, Plenum array cord | CommScope® | SYSTIMAX ULL |  | Fiber array cable assembly
UQX2P2PHF |  | Base Product | Ultra Low Loss (ULL) OM4 MPO24 (Unpinned) to MPO24 (Unpinned), Fiber Trunk Cable Assembly, 24-Fiber, Plenum | CommScope® | SYSTIMAX ULL |  | Fiber array cable assembly
UQVMPMPGD |  | Base Product | Ultra Low Loss (ULL) OM5 MPO12 (Unpinned) to MPO12 (Unpinned), Fiber Extension Cable Assembly, 12-Fiber, Plenum | CommScope® | SYSTIMAX ULL |  | Fiber array cable assembly
UQXQPQXJ8 |  | Base Product | Ultra Low Loss (ULL) OM4 MPO8 (Unpinned) to MPO8 (Pinned), Fiber Extension Cable Assembly, 8-Fiber, Plenum | CommScope® | SYSTIMAX ULL |  | Fiber array cable assembly
UQVQPQPJ8 |  | Base Product | Ultra Low Loss (ULL) OM5 MPO8 (Unpinned) to MPO8 (Unpinned), Fiber Extension Cable Assembly, 8-Fiber, Plenum | CommScope® | SYSTIMAX ULL |  | Fiber array cable assembly
URGQPQPJ8 |  | Base Product | Ultra Low Loss (ULL) Singlemode MPO8 (Unpinned) to MPO8 (Unpinned), Fiber Extension Cable Assembly, 8-Fiber, Low Smoke Zero Halogen | CommScope® | SYSTIMAX ULL |  | Fiber array cable assembly
UQXMPLCGD |  | Base Product | Ultra Low Loss (ULL) OM4 MPO12 (Unpinned) to LC/UPC, Fiber Extension Cable Assembly, 12-Fiber, Plenum | CommScope® | SYSTIMAX ULL |  | Fiber array cable assembly
UQXMXMXHF |  | Base Product | Ultra Low Loss (ULL) LazrSPEED® 550 OM4, MPO/12(Pinned) to MPO/12(Pinned), 24-Fiber, Plenum array cord | CommScope® | SYSTIMAX ULL |  | Fiber array cable assembly
UQVQPQXJ8 |  | Base Product | Ultra Low Loss (ULL) OM5 MPO8 (Unpinned) to MPO8 (Pinned), Fiber Extension Cable Assembly, 8-Fiber, Plenum | CommScope® | SYSTIMAX ULL |  | Fiber array cable assembly
URGMXLUGD |  | Base Product | Ultra Low Loss (ULL) Singlemode MPO/12 (Pinned) to LC/UPC Uniboot, 12-Fiber, Low Smoke Zero Halogen (LSZH)/Riser | CommScope® | SYSTIMAX ULL |  | Fiber array cable assembly
UQX2PLCHF |  | Base Product | Ultra Low Loss OM4 MPO24 Unpinned to LC/UPC 24-Fiber Plenum Array Cord | CommScope® | SYSTIMAX ULL |  | Fiber array cable assembly
UQXQFQFJ8 |  | Base Product | Ultra Low Loss (ULL) OM4 unpinned MPO-08 Polarity and Gender Changeable Patchcord, Plenum | CommScope® | SYSTIMAX ULL |  | Fiber array cable assembly
UQXQXLUJ8 |  | Base Product | Ultra Low Loss OM4 MPO8 Pinned to LC/UPC Uniboot 8-Fiber Plenum Array Cord | CommScope® | SYSTIMAX ULL |  | Fiber array cable assembly
UQVQXLCJ8 |  | Base Product | Ultra Low Loss OM5 MPO8 Pinned to LC/UPC 8-Fiber Plenum Array Cord | CommScope® | SYSTIMAX ULL |  | Fiber array cable assembly
URGQXLCJ8 |  | Base Product | Ultra Low Loss Singlemode MPO8 Pinned to LC/UPC 8-Fiber Low Smoke Zero Halogen Array Cord | CommScope® | SYSTIMAX ULL |  | Fiber array cable assembly
UQXQXQXHF |  | Base Product | Ultra Low Loss (ULL) LazrSPEED® 550 OM4, MPO/8 (Pinned) to MPO/8 (Pinned), 24-Fiber, Plenum array cord | CommScope® | SYSTIMAX ULL |  | Fiber array cable assembly
UQX2PLUHF |  | Base Product | Ultra Low Loss OM4 MPO24 Unpinned to LC/UPC Uniboot 24-Fiber Plenum Array Cord | CommScope® | SYSTIMAX ULL |  | Fiber array cable assembly
UQVQXLUJ8 |  | Base Product | Ultra Low Loss OM5 MPO8 Pinned to LC/UPC Uniboot 8-Fiber Plenum Array Cord | CommScope® | SYSTIMAX ULL |  | Fiber array cable assembly
URGMXMXGD |  | Base Product | Ultra Low Loss (ULL) Singlemode MPO12 (Pinned) to MPO12 (Pinned), Fiber Extension Cable Assembly, 12-Fiber, Low Smoke Zero Halogen | CommScope® | SYSTIMAX ULL |  | Fiber array cable assembly
URV2P2XHF |  | Base Product | Ultra Low Loss (ULL) OM5, MPO24 (Unpinned) to MPO24 (Pinned), 24-Fiber, Low Smoke Zero Halogen (LSZH) Patchcord | CommScope® | SYSTIMAX ULL |  | Fiber array cable assembly
URGQXLUHF |  | Base Product | Ultra Low Loss Singlemode, MPO8 QSFP (Pinned) to LC/UPC Uniboot, Fiber Extension Cable Assembly, 24-Fiber, Low Smoke Zero Halogen | CommScope® | SYSTIMAX ULL |  | Fiber array cable assembly
UQX2PQPHF |  | Base Product | Ultra Low Loss OM4, MPO24 (Unpinned) to MPO8 QSFP (Unpinned), Fiber Extension Cable Assembly, 24-Fiber, Plenum | CommScope® | SYSTIMAX ULL |  | Fiber array cable assembly
URVMPLUGD |  | Base Product | Ultra Low Loss OM5 MPO12 Unpinned to LC/UPC Uniboot 12-Fiber Low Smoke Zero Halogen/Riser Array Cord | CommScope® | SYSTIMAX ULL |  | Fiber array cable assembly
URGQPLCJ8 |  | Base Product | Ultra Low Loss Singlemode MPO8 Unpinned to LC/UPC 8-Fiber Low Smoke Zero Halogen Array Cord | CommScope® | SYSTIMAX ULL |  | Fiber array cable assembly
URGMPLCGD |  | Base Product | Ultra Low Loss (ULL) Singlemode MPO12 (Unpinned) to LC/UPC, Fiber Extension Cable Assembly, 12-Fiber, Low Smoke Zero Halogen | CommScope® | SYSTIMAX ULL |  | Fiber array cable assembly
UQXQPMPHF |  | Base Product | Ultra Low Loss OM4, MPO8 QSFP (Unpinned) to MPO12 (Unpinned), Fiber Extension Cable Assembly, 24-Fiber, Plenum | CommScope® | SYSTIMAX ULL |  | Fiber array cable assembly
URGQXLUJ8 |  | Base Product | Ultra Low Loss (ULL) Singlemode, MPO8 Pinned to LC/UPC Uniboot, 8-Fiber Array Cord, Low Smoke Zero Halogen (LSZH)/Riser | CommScope® | SYSTIMAX ULL |  | Fiber array cable assembly
URV2PLCHF |  | Base Product | Ultra Low Loss OM5 MPO24 Unpinned to LC/UPC 24-Fiber Low Smoke Zero Halogen Array Cord | CommScope® | SYSTIMAX ULL |  | Fiber array cable assembly
UQX2X2XHF |  | Base Product | Ultra Low Loss (ULL) OM4, MPO24 (Pinned) to MPO24 (Pinned), 24-Fiber, Plenum Patchcord | CommScope® | SYSTIMAX ULL |  | Fiber array cable assembly
URGQXQXJ8 |  | Base Product | Ultra Low Loss (ULL) Singlemode MPO8 (Pinned) to MPO8 (Pinned), Fiber Extension Cable Assembly, 8-Fiber, Low Smoke Zero Halogen | CommScope® | SYSTIMAX ULL |  | Fiber array cable assembly
UQXQPMXHF |  | Base Product | Ultra Low Loss OM4, MPO8 QSFP (Unpinned) to MPO12 (Pinned), Fiber Extension Cable Assembly, 24-Fiber, Plenum | CommScope® | SYSTIMAX ULL |  | Fiber array cable assembly
UGGMPMXAH |  | Base Product | Ultra Low Loss (ULL) Singlemode MPO12 (Unpinned) to MPO12 (Pinned), Fiber Trunk Cable Assembly, 48-Fiber, Plenum | CommScope® | SYSTIMAX ULL |  | Fiber trunk cable assembly
UGGMPMPCH |  | Base Product | Ultra Low Loss ULL TeraSPEED® MPO(Unpinned) to MPO(Unpinned) Pre-terminated Trunk Cable, MPO12, 48-Fiber, Plenum, 12 fiber PmP 2.0 mm Dca | CommScope® | SYSTIMAX ULL |  | Fiber trunk cable assembly
UGGMPMXCH |  | Base Product | Ultra Low Loss ULL TeraSPEED® MPO(Unpinned) to MPO(Pinned) Pre-terminated Trunk Cable, MPO12, 48-Fiber, Plenum, 12 fiber PmP 2.0 mm Dca | CommScope® | SYSTIMAX ULL |  | Fiber trunk cable assembly
UGGMXMXCL |  | Base Product | Ultra Low Loss ULL TeraSPEED® MPO(Pinned) to MPO(Pinned) Pre-terminated Trunk Cable, MPO12, 96-Fiber, Plenum, 12 fiber PmP 2.0 mm | CommScope® | SYSTIMAX ULL |  | Fiber trunk cable assembly
UGGMPUCAL |  | Base Product | Ultra Low Loss (ULL) Singlemode MPO12 (Unpinned) to Unconnectorized, Fiber Trunk Cable Assembly, 96-Fiber, Plenum | CommScope® | SYSTIMAX ULL |  | Fiber trunk cable assembly
UGGMXMXAH |  | Base Product | Ultra Low Loss (ULL) Singlemode MPO12 (Pinned) to MPO12 (Pinned), Fiber Trunk Cable Assembly, 48-Fiber, Plenum | CommScope® | SYSTIMAX ULL |  | Fiber trunk cable assembly
UGGMPMXAK |  | Base Product | Ultra Low Loss (ULL) Singlemode MPO12 (Unpinned) to MPO12 (Pinned), Fiber Trunk Cable Assembly, 72-Fiber, Plenum | CommScope® | SYSTIMAX ULL |  | Fiber trunk cable assembly
UGGMXUCCD |  | Base Product | Ultra Low Loss ULL TeraSPEED® MPO(Pinned) to Unconnectorized Pre-terminated Trunk Cable, MPO12, 12-Fiber, Plenum, 12 fiber PmP 2.0 mm Dca | CommScope® | SYSTIMAX ULL |  | Fiber trunk cable assembly
UGGMPMPCK |  | Base Product | Ultra Low Loss ULL TeraSPEED® MPO(Unpinned) to MPO(Unpinned) Pre-terminated Trunk Cable, MPO12, 72-Fiber, Plenum, 12 fiber PmP 2.0 mm Dca | CommScope® | SYSTIMAX ULL |  | Fiber trunk cable assembly
UGGQPQXQ8 |  | Base Product | Ultra Low Loss (ULL) Singlemode MPO8 QSFP (Unpinned) to MPO8 QSFP (Pinned), Fiber Trunk Cable Assembly, 8-Fiber, Plenum | CommScope® | SYSTIMAX ULL |  | Fiber trunk cable assembly
UGGMPUCAM |  | Base Product | Ultra Low Loss (ULL) Singlemode, MPO12 Unpinned to Unconnectorized, Fiber Trunk Cable Assembly, 144-Fiber, Plenum | CommScope® | SYSTIMAX ULL |  | Fiber trunk cable assembly
UGGMPMXAL |  | Base Product | Ultra Low Loss (ULL) Singlemode MPO12 (Unpinned) to MPO12 (Pinned), Fiber Trunk Cable Assembly, 96-Fiber, Plenum | CommScope® | SYSTIMAX ULL |  | Fiber trunk cable assembly
UGGMPMXCL |  | Base Product | Ultra Low Loss ULL TeraSPEED® MPO(Unpinned) to MPO(Pinned) Pre-terminated Trunk Cable, MPO12, 96-Fiber, Plenum, 12 fiber PmP 2.0 mm Dca | CommScope® | SYSTIMAX ULL |  | Fiber trunk cable assembly
UGGMXUCCF |  | Base Product | Ultra Low Loss ULL TeraSPEED® MPO(Pinned) to Unconnectorized Pre-terminated Trunk Cable, MPO12, 24-Fiber, Plenum, 12 fiber PmP 2.0 mm Dca | CommScope® | SYSTIMAX ULL |  | Fiber trunk cable assembly
UGGQXQXQH |  | Base Product | Ultra Low Loss (ULL) Singlemode MPO8 QSFP (Pinned) to MPO8 QSFP (Pinned), Fiber Trunk Cable Assembly, 48-Fiber, Plenum | CommScope® | SYSTIMAX ULL |  | Fiber trunk cable assembly
UGGMXMXRM |  | Base Product | Ultra Low Loss (ULL) Singlemode MPO12 (Pinned) to MPO12 (Pinned), Fiber Trunk Cable Assembly, 144-Fiber, Rollable Ribbon Central Tube, Plenum | CommScope® | SYSTIMAX ULL |  | Fiber trunk cable assembly
UGGMPMXCM |  | Base Product | Ultra Low Loss ULL TeraSPEED® MPO(Unpinned) to MPO(Pinned) Pre-terminated Trunk Cable, MPO12, 144-Fiber, Plenum, 12 fiber PmP 2.0 mm Dca | CommScope® | SYSTIMAX ULL |  | Fiber trunk cable assembly
UGGMPMXRM |  | Base Product | Ultra Low Loss (ULL) Singlemode MPO12 (Unpinned) to MPO12 (Pinned), Fiber Trunk Cable Assembly, 144-Fiber, Rollable Ribbon Central Tube, Plenum | CommScope® | SYSTIMAX ULL |  | Fiber trunk cable assembly
UGGMPMXRP |  | Base Product | Ultra Low Loss (ULL) Singlemode MPO12 (Unpinned) to MPO12 (Pinned), Fiber Trunk Cable Assembly, 288-Fiber, Rollable Ribbon Central Tube, Plenum | CommScope® | SYSTIMAX ULL |  | Fiber trunk cable assembly
UGGMXUCAD |  | Base Product | Ultra Low Loss (ULL) Singlemode MPO12 (Pinned) to Unconnectorized, Fiber Trunk Cable Assembly, 12-Fiber, Plenum | CommScope® | SYSTIMAX ULL |  | Fiber trunk cable assembly
UGV2X2XBL |  | Base Product | Ultra Low Loss (ULL) OM5 MPO24 (Pinned) to MPO24 (Pinned), Fiber Trunk Cable Assembly, 96-Fiber, Plenum | CommScope® | SYSTIMAX ULL |  | Fiber trunk cable assembly
UGGQXQXQS |  | Base Product | Ultra Low Loss (ULL) Singlemode MPO8 QSFP (Pinned) to MPO8 QSFP (Pinned), Fiber Trunk Cable Assembly, 32-Fiber, Plenum | CommScope® | SYSTIMAX ULL |  | Fiber trunk cable assembly
UGGMXUCAF |  | Base Product | Ultra Low Loss (ULL) Singlemode MPO12 (Pinned) to Unconnectorized, Fiber Trunk Cable Assembly, 24-Fiber, Plenum | CommScope® | SYSTIMAX ULL |  | Fiber trunk cable assembly
UGGQPQXQR |  | Base Product | Ultra Low Loss (ULL) TeraSPEED® MPO QSFP (Unpinned) to MPO QSFP (Pinned), Pre-terminated Trunk Cable, MPO8, 16-Fiber, Plenum | CommScope® | SYSTIMAX ULL |  | Fiber trunk cable assembly
UGVMPMPCM |  | Base Product | Ultra Low Loss ULL LazrSPEED® 550 OM5 MPO(Unpinned) to MPO(Unpinned) Pre-terminated Trunk Cable, MPO12, 144-Fiber, Plenum, 12 fiber PmP 2.0 mm Dca | CommScope® | SYSTIMAX ULL |  | Fiber trunk cable assembly
UGV2X2XBM |  | Base Product | Ultra Low Loss (ULL) OM5 MPO24 (Pinned) to MPO24 (Pinned), Fiber Trunk Cable Assembly, 144-Fiber, Plenum | CommScope® | SYSTIMAX ULL |  | Fiber trunk cable assembly
UGGMXMXCH |  | Base Product | Ultra Low Loss ULL TeraSPEED® MPO(Pinned) to MPO(Pinned) Pre-terminated Trunk Cable, MPO12, 48-Fiber, Plenum, 12 fiber PmP 2.0 mm Dca | CommScope® | SYSTIMAX ULL |  | Fiber trunk cable assembly
UGGQXQXQU |  | Base Product | Ultra Low Loss (ULL) Singlemode MPO8 QSFP (Pinned) to MPO8 QSFP (Pinned), Fiber Trunk Cable Assembly, 64-Fiber, Plenum | CommScope® | SYSTIMAX ULL |  | Fiber trunk cable assembly
UGGMXUCCL |  | Base Product | Ultra Low Loss ULL TeraSPEED® MPO(Pinned) to Unconnectorized Pre-terminated Trunk Cable, MPO12, 96-Fiber, Plenum, 12 fiber PmP 2.0 mm Dca | CommScope® | SYSTIMAX ULL |  | Fiber trunk cable assembly
UGGQPQXQS |  | Base Product | Ultra Low Loss (ULL) Singlemode MPO8 QSFP (Unpinned) to MPO8 QSFP (Pinned), Fiber Trunk Cable Assembly, 32-Fiber, Plenum | CommScope® | SYSTIMAX ULL |  | Fiber trunk cable assembly
UGGMPUCRM |  | Base Product | Ultra Low Loss (ULL) Singlemode, MPO12 Unpinned to Unconnectorized, Fiber Trunk Cable Assembly, 144-Fiber, Rollable Ribbon Central Tube, Plenum | CommScope® | SYSTIMAX ULL |  | Fiber trunk cable assembly
UGVMPMXAD |  | Base Product | Ultra Low Loss (ULL) OM5 MPO12 (Unpinned) to MPO12 (Pinned), Fiber Trunk Cable Assembly, 12-Fiber, Plenum | CommScope® | SYSTIMAX ULL |  | Fiber trunk cable assembly
UGGMXMXCK |  | Base Product | Ultra Low Loss ULL TeraSPEED® MPO(Pinned) to MPO(Pinned) Pre-terminated Trunk Cable, MPO12, 72-Fiber, Plenum, 12 fiber PmP 2.0 mm Dca | CommScope® | SYSTIMAX ULL |  | Fiber trunk cable assembly
UGV2P2XBF |  | Base Product | Ultra Low Loss (ULL) OM5 MPO24 (Unpinned) to MPO24 (Pinned), Fiber Trunk Cable Assembly, 24-Fiber, Plenum | CommScope® | SYSTIMAX ULL |  | Fiber trunk cable assembly
UGGMXUCCM |  | Base Product | Ultra Low Loss ULL TeraSPEED® MPO(Pinned) to Unconnectorized Pre-terminated Trunk Cable, MPO12, 144-Fiber, Plenum, 12 fiber PmP 2.0 mm Dca | CommScope® | SYSTIMAX ULL |  | Fiber trunk cable assembly
UGGQPQXQU |  | Base Product | Ultra Low Loss (ULL) Singlemode MPO8 QSFP (Unpinned) to MPO8 QSFP (Pinned), Fiber Trunk Cable Assembly, 64-Fiber, Plenum | CommScope® | SYSTIMAX ULL |  | Fiber trunk cable assembly
UGGMPUCRP |  | Base Product | Ultra Low Loss (ULL) Singlemode, MPO12 Unpinned to Unconnectorized, Fiber Trunk Cable Assembly, 288-Fiber, Rollable Ribbon Central Tube, Plenum | CommScope® | SYSTIMAX ULL |  | Fiber trunk cable assembly
UGVMPMPCG |  | Base Product | Ultra Low Loss ULL LazrSPEED® 550 OM5 MPO(Unpinned) to MPO(Unpinned) Pre-terminated Trunk Cable, MPO12, 36-Fiber, Plenum, 12 fiber PmP 2.0 mm Dca | CommScope® | SYSTIMAX ULL |  | Fiber trunk cable assembly
UGVMPMPCH |  | Base Product | Ultra Low Loss ULL LazrSPEED® 550 OM5 MPO(Unpinned) to MPO(Unpinned) Pre-terminated Trunk Cable, MPO12, 48-Fiber, Plenum, 12 fiber PmP 2.0 mm Dca | CommScope® | SYSTIMAX ULL |  | Fiber trunk cable assembly
UGV2P2XBK |  | Base Product | Ultra Low Loss (ULL) OM5 MPO24 (Unpinned) to MPO24 (Pinned), Fiber Trunk Cable Assembly, 72-Fiber, Plenum | CommScope® | SYSTIMAX ULL |  | Fiber trunk cable assembly
UGVMPMXCH |  | Base Product | Ultra Low Loss ULL LazrSPEED® 550 OM5 MPO(Unpinned) to MPO(Pinned) Pre-terminated Trunk Cable, MPO12, 48-Fiber, Plenum, 12 fiber PmP 2.0 mm Dca | CommScope® | SYSTIMAX ULL |  | Fiber trunk cable assembly
UGVMPMPCK |  | Base Product | Ultra Low Loss ULL LazrSPEED® 550 OM5 MPO(Unpinned) to MPO(Unpinned) Pre-terminated Trunk Cable, MPO12, 72-Fiber, Plenum, 12 fiber PmP 2.0 mm Dca | CommScope® | SYSTIMAX ULL |  | Fiber trunk cable assembly
UGVMXMXAK |  | Base Product | Ultra Low Loss (ULL) OM5 MPO12 (Pinned) to MPO12 (Pinned), Fiber Trunk Cable Assembly, 72-Fiber, Plenum | CommScope® | SYSTIMAX ULL |  | Fiber trunk cable assembly
UGVMPMXCK |  | Base Product | Ultra Low Loss ULL LazrSPEED® 550 OM5 MPO(Unpinned) to MPO(Pinned) Pre-terminated Trunk Cable, MPO12, 72-Fiber, Plenum, 12 fiber PmP 2.0 mm Dca | CommScope® | SYSTIMAX ULL |  | Fiber trunk cable assembly
UGVMXMXAL |  | Base Product | Ultra Low Loss (ULL) OM5 MPO12 (Pinned) to MPO12 (Pinned), Fiber Trunk Cable Assembly, 96-Fiber, Plenum | CommScope® | SYSTIMAX ULL |  | Fiber trunk cable assembly
UGV2P2XBM |  | Base Product | Ultra Low Loss (ULL) OM5 MPO24 (Unpinned) to MPO24 (Pinned), Fiber Trunk Cable Assembly, 144-Fiber, Plenum | CommScope® | SYSTIMAX ULL |  | Fiber trunk cable assembly
UGX2X2XBK |  | Base Product | Ultra Low Loss (ULL) OM4 MPO/24 (Pinned) to MPO/24 (Pinned), Pre-terminated Cable, MPO24, 72-Fiber, Plenum | CommScope® | SYSTIMAX ULL |  | Fiber trunk cable assembly
UGVMXMXAM |  | Base Product | Ultra Low Loss (ULL) OM5, MPO12 Pinned to MPO12 Pinned, Fiber Trunk Cable Assembly, 144-Fiber, Plenum | CommScope® | SYSTIMAX ULL |  | Fiber trunk cable assembly
UGVQPQXQL |  | Base Product | Ultra Low Loss (ULL) OM5, MPO8 QSFP Unpinned to MPO8 QSFP Pinned, Fiber Trunk Cable Assembly, 96-Fiber, Plenum | CommScope® | SYSTIMAX ULL |  | Fiber trunk cable assembly
UGVQXQXQS |  | Base Product | Ultra Low Loss (ULL) OM5 MPO QSFP (Pinned) to MPO QSFP (Pinned), Pre-terminated Trunk Cable, MPO8, 32-Fiber, Plenum | CommScope® | SYSTIMAX ULL |  | Fiber trunk cable assembly
UGX2X2XBL |  | Base Product | Ultra Low Loss (ULL) OM4 MPO24 (Pinned) to MPO24 (Pinned), Fiber Trunk Cable Assembly, 96-Fiber, Plenum | CommScope® | SYSTIMAX ULL |  | Fiber trunk cable assembly
UGVQPQXQR |  | Base Product | Ultra Low Loss (ULL) OM5 MPO8 QSFP (Unpinned) to MPO8 QSFP (Pinned), Fiber Trunk Cable Assembly, 16-Fiber, Plenum | CommScope® | SYSTIMAX ULL |  | Fiber trunk cable assembly
UGVMXMXCD |  | Base Product | Ultra Low Loss ULL LazrSPEED® 550 OM5 MPO(Pinned) to MPO(Pinned) Pre-terminated Trunk Cable, MPO12, 12-Fiber, Plenum, 12 fiber PmP 2.0 mm Dca | CommScope® | SYSTIMAX ULL |  | Fiber trunk cable assembly
UGVMXMXAD |  | Base Product | Ultra Low Loss (ULL) OM5 MPO12 (Pinned) to MPO12 (Pinned), Fiber Trunk Cable Assembly, 12-Fiber, Plenum | CommScope® | SYSTIMAX ULL |  | Fiber trunk cable assembly
UGVQXQXQU |  | Base Product | Ultra Low Loss (ULL) OM5, MPO8 QSFP Pinned to MPO8 QSFP Pinned, Fiber Trunk Cable Assembly, 64-Fiber, Plenum | CommScope® | SYSTIMAX ULL |  | Fiber trunk cable assembly
UGX2X2XBM |  | Base Product | Ultra Low Loss (ULL) OM4 MPO24 (Pinned) to MPO24 (Pinned), Fiber Trunk Cable Assembly, 144-Fiber, Plenum | CommScope® | SYSTIMAX ULL |  | Fiber trunk cable assembly
UGVQPQXQS |  | Base Product | Ultra Low Loss (ULL) OM5 MPO QSFP (Unpinned) to MPO QSFP (Pinned), Pre-terminated Trunk Cable, MPO8, 32-Fiber, Plenum | CommScope® | SYSTIMAX ULL |  | Fiber trunk cable assembly
UGXMPMXAK |  | Base Product | Ultra Low Loss (ULL) OM4 MPO12 (Unpinned) to MPO12 (Pinned), Fiber Trunk Cable Assembly, 72-Fiber, Plenum | CommScope® | SYSTIMAX ULL |  | Fiber trunk cable assembly
UGVMXMXCG |  | Base Product | Ultra Low Loss ULL LazrSPEED® 550 OM5 MPO(Pinned) to MPO(Pinned) Pre-terminated Trunk Cable, MPO12, 36-Fiber, Plenum, 12 fiber PmP 2.0 mm Dca | CommScope® | SYSTIMAX ULL |  | Fiber trunk cable assembly
UGXMPMPCM |  | Base Product | Ultra Low Loss ULL LazrSPEED® 550 MPO(Unpinned) to MPO(Unpinned) Pre-terminated Trunk Cable, MPO12, 144-Fiber, Plenum, 12 fiber PmP 2.0 mm Dca | CommScope® | SYSTIMAX ULL |  | Fiber trunk cable assembly
UGXMPMPAD |  | Base Product | Ultra Low Loss (ULL) OM4 MPO12 (Unpinned) to MPO12 (Unpinned), Fiber Extension Cable Assembly, 12-Fiber, Plenum | CommScope® | SYSTIMAX ULL |  | Fiber trunk cable assembly
UGVMXMXAG |  | Base Product | Ultra Low Loss (ULL) OM5 MPO12 (Pinned) to MPO12 (Pinned), Fiber Trunk Cable Assembly, 36-Fiber, Plenum | CommScope® | SYSTIMAX ULL |  | Fiber trunk cable assembly
UGVMXUCCK |  | Base Product | Ultra Low Loss ULL LazrSPEED® 550 OM5 MPO(Pinned) to Unconnectorized Pre-terminated Trunk Cable, MPO12, 72-Fiber, Plenum, 12 fiber PmP 2.0 mm Dca | CommScope® | SYSTIMAX ULL |  | Fiber trunk cable assembly
UGVMXMXCH |  | Base Product | Ultra Low Loss ULL LazrSPEED® 550 OM5 MPO(Pinned) to MPO(Pinned) Pre-terminated Trunk Cable, MPO12, 48-Fiber, Plenum, 12 fiber PmP 2.0 mm Dca | CommScope® | SYSTIMAX ULL |  | Fiber trunk cable assembly
UGVMXMXAH |  | Base Product | Ultra Low Loss (ULL) OM5 MPO12 (Pinned) to MPO12 (Pinned), Fiber Trunk Cable Assembly, 48-Fiber, Plenum | CommScope® | SYSTIMAX ULL |  | Fiber trunk cable assembly
UGVQXQXBM |  | Base Product | Ultra Low Loss (ULL) OM5 MPO8 QSFP (Pinned) to MPO8 QSFP (Pinned), Fiber Trunk Cable Assembly, 144-Fiber, Plenum | CommScope® | SYSTIMAX ULL |  | Fiber trunk cable assembly
UGXMPMXAM |  | Base Product | Ultra Low Loss (ULL) OM4 MPO12 (Unpinned) to MPO12 (Pinned), Fiber Trunk Cable Assembly, 144-Fiber, Plenum | CommScope® | SYSTIMAX ULL |  | Fiber trunk cable assembly
UGVMXMXCK |  | Base Product | Ultra Low Loss ULL LazrSPEED® 550 OM5 MPO(Pinned) to MPO(Pinned) Pre-terminated Trunk Cable, MPO12, 72-Fiber, Plenum, 12 fiber PmP 2.0 mm Dca | CommScope® | SYSTIMAX ULL |  | Fiber trunk cable assembly
UGX2P2XBL |  | Base Product | Ultra Low Loss (ULL) OM4 MPO24 (Unpinned) to MPO24 (Pinned), Fiber Trunk Cable Assembly, 96-Fiber, Plenum | CommScope® | SYSTIMAX ULL |  | Fiber trunk cable assembly
UGVMXMXCL |  | Base Product | Ultra Low Loss ULL LazrSPEED® 550 OM5 MPO(Pinned) to MPO(Pinned) Pre-terminated Trunk Cable, MPO12, 96-Fiber, Plenum, 12 fiber PmP 2.0 mm Dca | CommScope® | SYSTIMAX ULL |  | Fiber trunk cable assembly
UGVQXQXQF |  | Base Product | Ultra Low Loss (ULL) OM5 MPO8 QSFP (Pinned) to MPO8 QSFP (Pinned), Fiber Trunk Cable Assembly, 24-Fiber, Plenum | CommScope® | SYSTIMAX ULL |  | Fiber trunk cable assembly
UGVQXQXQH |  | Base Product | Ultra Low Loss (ULL) OM5 MPO QSFP (Pinned) to MPO QSFP (Pinned), Pre-terminated Cable, MPO8, 48-Fiber, Plenum | CommScope® | SYSTIMAX ULL |  | Fiber trunk cable assembly
UGXMPMXAD |  | Base Product | Ultra Low Loss (ULL) OM4 MPO12 (Unpinned) to MPO12 (Pinned), Fiber Trunk Cable Assembly, 12-Fiber, Plenum | CommScope® | SYSTIMAX ULL |  | Fiber trunk cable assembly
UGXMPMXCF |  | Base Product | Ultra Low Loss ULL LazrSPEED® 550 MPO(Unpinned) to MPO(Pinned) Pre-terminated Trunk Cable, MPO12, 24-Fiber, Plenum, 12 fiber PmP 2.0 mm Dca | CommScope® | SYSTIMAX ULL |  | Fiber trunk cable assembly
UGVMXMXCM |  | Base Product | Ultra Low Loss ULL LazrSPEED® 550 OM5 MPO(Pinned) to MPO(Pinned) Pre-terminated Trunk Cable, MPO12, 144-Fiber, Plenum, 12 fiber PmP 2.0 mm Dca | CommScope® | SYSTIMAX ULL |  | Fiber trunk cable assembly
UGVQXQXQL |  | Base Product | Ultra Low Loss (ULL) OM5, MPO8 QSFP Pinned to MPO8 QSFP Pinned, Fiber Trunk Cable Assembly, 96-Fiber, Plenum | CommScope® | SYSTIMAX ULL |  | Fiber trunk cable assembly
UGVQPQXQF |  | Base Product | Ultra Low Loss (ULL) OM5 MPO8 QSFP (Unpinned) to MPO8 QSFP (Pinned), Fiber Trunk Cable Assembly, 24-Fiber, Plenum | CommScope® | SYSTIMAX ULL |  | Fiber trunk cable assembly
UGXMPMXCG |  | Base Product | Ultra Low Loss ULL LazrSPEED® 550 MPO(Unpinned) to MPO(Pinned) Pre-terminated Trunk Cable, MPO12, 36-Fiber, Plenum, 12 fiber PmP 2.0 mm Dca | CommScope® | SYSTIMAX ULL |  | Fiber trunk cable assembly
UGXMXMXCH |  | Base Product | Ultra Low Loss ULL LazrSPEED® 550 MPO(Pinned) to MPO(Pinned) Pre-terminated Trunk Cable, MPO12, 48-Fiber, Plenum, 12 fiber PmP 2.0 mm | CommScope® | SYSTIMAX ULL |  | Fiber trunk cable assembly
UGXMPMXCH |  | Base Product | Ultra Low Loss ULL LazrSPEED® 550 MPO(Unpinned) to MPO(Pinned) Pre-terminated Trunk Cable, MPO12, 48-Fiber, Plenum, 12 fiber PmP 2.0 mm Dca | CommScope® | SYSTIMAX ULL |  | Fiber trunk cable assembly
UGXMXMXCK |  | Base Product | Ultra Low Loss ULL LazrSPEED® 550 MPO(Pinned) to MPO(Pinned) Pre-terminated Trunk Cable, MPO12, 72-Fiber, Plenum, 12 fiber PmP 2.0 mm | CommScope® | SYSTIMAX ULL |  | Fiber trunk cable assembly
UGXMXMXAK |  | Base Product | Ultra Low Loss (ULL) OM4 MPO12 (Pinned) to MPO12 (Pinned), Fiber Trunk Cable Assembly, 72-Fiber, Plenum | CommScope® | SYSTIMAX ULL |  | Fiber trunk cable assembly
UGXQXQXQF |  | Base Product | Ultra Low Loss (ULL) OM4 MPO8 QSFP (Pinned) to MPO8 QSFP (Pinned), Fiber Trunk Cable Assembly, 24-Fiber, Plenum | CommScope® | SYSTIMAX ULL |  | Fiber trunk cable assembly
UGXMPMXCK |  | Base Product | Ultra Low Loss ULL LazrSPEED® 550 MPO(Unpinned) to MPO(Pinned) Pre-terminated Trunk Cable, MPO12, 72-Fiber, Plenum, 12 fiber PmP 2.0 mm Dca | CommScope® | SYSTIMAX ULL |  | Fiber trunk cable assembly
UGXQPQXBM |  | Base Product | Ultra Low Loss (ULL) OM4 MPO8 QSFP (Unpinned) to MPO8 QSFP (Pinned), Fiber Trunk Cable Assembly, 144-Fiber, Plenum | CommScope® | SYSTIMAX ULL |  | Fiber trunk cable assembly
UGXQXQXQH |  | Base Product | Ultra Low Loss (ULL) OM4 MPO8 QSFP (Pinned) to MPO8 QSFP (Pinned), Fiber Trunk Cable Assembly, 48-Fiber, Plenum | CommScope® | SYSTIMAX ULL |  | Fiber trunk cable assembly
UGXMXMXCM |  | Base Product | Ultra Low Loss ULL LazrSPEED® 550 MPO(Pinned) to MPO(Pinned) Pre-terminated Trunk Cable, MPO12, 144-Fiber, Plenum, 12 fiber PmP 2.0 mm | CommScope® | Propel |  | Fiber trunk cable assembly
UGXMPMXCL |  | Base Product | Ultra Low Loss ULL LazrSPEED® 550 MPO(Unpinned) to MPO(Pinned) Pre-terminated Trunk Cable, MPO12, 96-Fiber, Plenum, 12 fiber PmP 2.0 mm Dca | CommScope® | SYSTIMAX ULL |  | Fiber trunk cable assembly
UGX2P2XBM |  | Base Product | Ultra Low Loss (ULL) OM4 MPO24 (Unpinned) to MPO24 (Pinned), Fiber Trunk Cable Assembly, 144-Fiber, Plenum | CommScope® | SYSTIMAX ULL |  | Fiber trunk cable assembly
UGXQXQXQL |  | Base Product | Ultra Low Loss (ULL) OM4, MPO8 QSFP Pinned to MPO8 QSFP Pinned, Fiber Trunk Cable Assembly, 96-Fiber, Plenum | CommScope® | SYSTIMAX ULL |  | Fiber trunk cable assembly
UGXMXMXCD |  | Base Product | Ultra Low Loss ULL LazrSPEED® 550 MPO(Pinned) to MPO(Pinned) Pre-terminated Trunk Cable, MPO12, 12-Fiber, Plenum, 12 fiber PmP 2.0 mm | CommScope® | SYSTIMAX ULL |  | Fiber trunk cable assembly
UGXQXQXQR |  | Base Product | Ultra Low Loss (ULL) OM4 MPO8 QSFP (Pinned) to MPO8 QSFP (Pinned), Fiber Trunk Cable Assembly, 16-Fiber, Plenum | CommScope® | SYSTIMAX ULL |  | Fiber trunk cable assembly
UGXMXUCCG |  | Base Product | Ultra Low Loss ULL LazrSPEED® 550 MPO(Pinned) to Unconnectorized Pre-terminated Trunk Cable, MPO12, 36-Fiber, Plenum, 12 fiber PmP 2.0 mm Dca | CommScope® | SYSTIMAX ULL |  | Fiber trunk cable assembly
UGXMPMPCH |  | Base Product | Ultra Low Loss ULL LazrSPEED® 550 MPO(Unpinned) to MPO(Unpinned) Pre-terminated Trunk Cable, MPO12, 48-Fiber, Plenum, 12 fiber PmP 2.0 mm Dca | CommScope® | SYSTIMAX ULL |  | Fiber trunk cable assembly
UGXQXQXQS |  | Base Product | Ultra Low Loss (ULL) OM4 MPO8 QSFP (Pinned) to MPO8 QSFP (Pinned), Fiber Trunk Cable Assembly, 32-Fiber, Plenum | CommScope® | SYSTIMAX ULL |  | Fiber trunk cable assembly
UGXQPQXQL |  | Base Product | Ultra Low Loss (ULL) OM4, MPO8 QSFP Unpinned to MPO8 QSFP Pinned, Fiber Trunk Cable Assembly, 96-Fiber, Plenum | CommScope® | SYSTIMAX ULL |  | Fiber trunk cable assembly
UGXMXUCCH |  | Base Product | Ultra Low Loss ULL LazrSPEED® 550 MPO(Pinned) to Unconnectorized Pre-terminated Trunk Cable, MPO12, 48-Fiber, Plenum, 12 fiber PmP 2.0 mm Dca | CommScope® | SYSTIMAX ULL |  | Fiber trunk cable assembly
UGXMXUCCK |  | Base Product | Ultra Low Loss ULL LazrSPEED® 550 MPO(Pinned) to Unconnectorized Pre-terminated Trunk Cable, MPO12, 72-Fiber, Plenum, 12 fiber PmP 2.0 mm Dca | CommScope® | SYSTIMAX ULL |  | Fiber trunk cable assembly
UGXMXUCCL |  | Base Product | Ultra Low Loss ULL LazrSPEED® 550 MPO(Pinned) to Unconnectorized Pre-terminated Trunk Cable, MPO12, 96-Fiber, Plenum, 12 fiber PmP 2.0 mm Dca | CommScope® | SYSTIMAX ULL |  | Fiber trunk cable assembly
UGXQPQXQU |  | Base Product | Ultra Low Loss (ULL) OM4 MPO8 QSFP (Unpinned) to MPO8 QSFP (Pinned), Fiber Trunk Cable Assembly, 64-Fiber, Plenum | CommScope® | SYSTIMAX ULL |  | Fiber trunk cable assembly
4286184/30 | 5NF4 BLACK REEL 3K | Variant of 5NF4 | 5NF4 Category 5e U/UTP filled Cable, outdoor direct burial, black jacket, 4 pair count, 3000 ft (914 m) length, reel | CommScope® |  |  | Twisted pair cable
2160042-2 |  | Variant | Fiber Optic Pigtail, OM4, LC/UPC-pigtail, 900 µm, LSZH, 2 m, aqua | CommScope® |  |  | Fiber pigtail ¦ jacketed
FQVMXMXGD |  | Base Product | OM5 MPO (Pinned) to MPO (Pinned), InstaPATCH® 360 Array Cord, 12-Fiber, Plenum | CommScope® | SYSTIMAX InstaPATCH® 360 |  | Fiber array cable assembly
FQWMPMPGD |  | Base Product | Singlemode MPO (Unpinned) to MPO (Unpinned), InstaPATCH® 360 Array Cord, 12-Fiber, Plenum | CommScope® | SYSTIMAX InstaPATCH® 360 |  | Fiber array cable assembly
FQWMXLCGD |  | Base Product | Singlemode MPO (Pinned) to LC/UPC, InstaPATCH® 360 Array Cord, 12-Fiber, Plenum | CommScope® | SYSTIMAX InstaPATCH® 360 |  | Fiber array cable assembly
FQXMPMXGD |  | Base Product | OM4 MPO (Unpinned) to MPO (Pinned), InstaPATCH® 360 Array Cord, 12-Fiber, Plenum | CommScope® | SYSTIMAX InstaPATCH® 360 |  | Fiber array cable assembly
FQVMPMPGD |  | Base Product | OM5 MPO (Unpinned) to MPO (Unpinned), InstaPATCH® 360 Array Cord, 12-Fiber, Plenum | CommScope® | SYSTIMAX InstaPATCH® 360 |  | Fiber array cable assembly
FQXMPSCGD |  | Base Product | OM4 MPO (Unpinned) to SC/UPC, InstaPATCH® 360 Array Cord, 12-Fiber, Plenum | CommScope® | SYSTIMAX InstaPATCH® 360 |  | Fiber array cable assembly
FQVMPMXGD |  | Base Product | OM5 MPO (Unpinned) to MPO (Pinned), InstaPATCH® 360 Array Cord, 12-Fiber, Plenum | CommScope® | SYSTIMAX InstaPATCH® 360 |  | Fiber array cable assembly
FQWMQLCGD |  | Base Product | Singlemode MPO (Equipment) to LC/UPC, InstaPATCH® 360 Array Cord, 12-Fiber, Plenum | CommScope® | SYSTIMAX InstaPATCH® 360 |  | Fiber array cable assembly
FQWMPLCGD |  | Base Product | Singlemode MPO (Unpinned) to LC/UPC, InstaPATCH® 360 Array Cord, 12-Fiber, Plenum | CommScope® | SYSTIMAX InstaPATCH® 360 |  | Fiber array cable assembly
FQXMXLCGD |  | Base Product | OM4 MPO (Pinned) to LC/UPC, InstaPATCH® 360 Array Cord, 12-Fiber, Plenum | CommScope® | SYSTIMAX InstaPATCH® 360 |  | Fiber array cable assembly
FQXMPMPGD |  | Base Product | OM4 MPO (Unpinned) to MPO (Unpinned), InstaPATCH® 360 Array Cord, 12-Fiber, Plenum | CommScope® | SYSTIMAX InstaPATCH® 360 |  | Fiber array cable assembly
FQZMPMXGD |  | Base Product | OM3 MPO (Unpinned) to MPO (Pinned), InstaPATCH® 360 Array Cord, 12-Fiber, Plenum | CommScope® | SYSTIMAX InstaPATCH® 360 |  | Fiber array cable assembly
FRWMQMXGD |  | Base Product | Singlemode MPO (Equipment) to MPO (Pinned), InstaPATCH® 360 Array Cord, 12-Fiber, Low Smoke Zero Halogen | CommScope® | SYSTIMAX InstaPATCH® 360 |  | Fiber array cable assembly
FRXMPMPGD |  | Base Product | OM4 MPO (Unpinned) to MPO (Unpinned), InstaPATCH® 360 Array Cord, 12-Fiber, Low Smoke Zero Halogen | CommScope® | SYSTIMAX InstaPATCH® 360 |  | Fiber array cable assembly
FRXMPMPHF |  | Base Product | LazrSPEED® 550 OM4, MPO/12(Unpinned) to MPO/12(Unpinned), 24-Fiber, LSZH array cord | CommScope® | SYSTIMAX InstaPATCH® 360 |  | Fiber array cable assembly
FRWMXLCGD |  | Base Product | Singlemode MPO (Pinned) to LC/UPC, InstaPATCH® 360 Array Cord, 12-Fiber, Low Smoke Zero Halogen | CommScope® | SYSTIMAX InstaPATCH® 360 |  | Fiber array cable assembly
FRXMPMXGD |  | Base Product | OM4 MPO (Unpinned) to MPO (Pinned), InstaPATCH® 360 Array Cord, 12-Fiber, Low Smoke Zero Halogen | CommScope® | SYSTIMAX InstaPATCH® 360 |  | Fiber array cable assembly
FRVMXMXGD |  | Base Product | OM5 MPO (Pinned) to MPO (Pinned), InstaPATCH® 360 Array Cord, 12-Fiber, Low Smoke Zero Halogen | CommScope® | SYSTIMAX InstaPATCH® 360 |  | Fiber array cable assembly
FRXMPMXHF |  | Base Product | LazrSPEED® 550 OM4, MPO/12(Unpinned) to MPO/12(Pinned), 24-Fiber,LSZH array cord | CommScope® | SYSTIMAX InstaPATCH® 360 |  | Fiber array cable assembly
FRWMXMXGD |  | Base Product | Singlemode MPO (Pinned) to MPO (Pinned), InstaPATCH® 360 Array Cord, 12-Fiber, Low Smoke Zero Halogen | CommScope® | SYSTIMAX InstaPATCH® 360 |  | Fiber array cable assembly
FRXMXLCGD |  | Base Product | OM4 MPO (Pinned) to LC/UPC, InstaPATCH® 360 Array Cord, 12-Fiber, Low Smoke Zero Halogen | CommScope® | SYSTIMAX InstaPATCH® 360 |  | Fiber array cable assembly
FRWMXSCGD |  | Base Product | Singlemode MPO (Pinned) to SC/UPC, InstaPATCH® 360 Array Cord, 12-Fiber, Low Smoke Zero Halogen | CommScope® | SYSTIMAX InstaPATCH® 360 |  | Fiber array cable assembly
MGS600 |  | Base Product | GigaSPEED X10D® M-Series Modular Jack, RJ45, Cat6A Unshielded | SYSTIMAX® | GigaSPEED X10D® | MGS600 | Modular jack
U3GMPMPAL |  | Base Product | Ultra Low Loss (ULL) Singlemode MPO12 (Unpinned) to MPO12 (Unpinned), Fiber Trunk Cable Assembly, 96-Fiber, CPR Class B2ca, Low Smoke Zero Halogen (LSZH)/Riser | CommScope® | SYSTIMAX ULL |  | Fiber trunk cable assembly |  | Discontinued
U3GMPMXAD |  | Base Product | Ultra Low Loss (ULL) Singlemode MPO12 (Unpinned) to MPO12 (Pinned), Fiber Trunk Cable Assembly, 12-Fiber, Low Smoke Zero Halogen | CommScope® | SYSTIMAX ULL |  | Fiber trunk cable assembly |  | Discontinued
U3GMPMPCD |  | Base Product | Ultra Low Loss ULL TeraSPEED® MPO(Unpinned) to MPO(Unpinned) Pre-terminated Trunk Cable, MPO12, 12-Fiber, LSZH, 12 fiber PmP 2.0 mm /B2ca | CommScope® | SYSTIMAX ULL |  | Fiber trunk cable assembly
U3GMPMPCF |  | Base Product | Ultra Low Loss ULL TeraSPEED® MPO(Unpinned) to MPO(Unpinned) Pre-terminated Trunk Cable, MPO12, 24-Fiber, LSZH, 12 fiber PmP 2.0 mm /B2ca | CommScope® | SYSTIMAX ULL |  | Fiber trunk cable assembly
U3GMPMXAK |  | Base Product | Ultra Low Loss (ULL) Singlemode MPO12 (Unpinned) to MPO12 (Pinned), Fiber Trunk Cable Assembly, 72-Fiber, Low Smoke Zero Halogen (LSZH) | CommScope® | SYSTIMAX ULL |  | Fiber trunk cable assembly |  | Discontinued
U3GMPMXCK |  | Base Product | Ultra Low Loss ULL TeraSPEED® MPO(Unpinned) to MPO(Pinned) Pre-terminated Trunk Cable, MPO12, 72-Fiber, LSZH, 12 fiber PmP 2.0 mm /B2ca | CommScope® | SYSTIMAX ULL |  | Fiber trunk cable assembly
U3GMPMXAL |  | Base Product | Ultra Low Loss (ULL) Singlemode MPO12 (Unpinned) to MPO12 (Pinned), Fiber Trunk Cable Assembly, 96-Fiber, Low Smoke Zero Halogen (LSZH) | CommScope® | SYSTIMAX ULL |  | Fiber trunk cable assembly |  | Discontinued
U3GMPMPCL |  | Base Product | Ultra Low Loss ULL TeraSPEED® MPO(Unpinned) to MPO(Unpinned) Pre-terminated Trunk Cable, MPO12, 96-Fiber, LSZH, 12 fiber PmP 2.0 mm /B2ca | CommScope® | SYSTIMAX ULL |  | Fiber trunk cable assembly
U3GMPMXCD |  | Base Product | Ultra Low Loss ULL TeraSPEED® MPO(Unpinned) to MPO(Pinned) Pre-terminated Trunk Cable, MPO12, 12-Fiber, LSZH, 12 fiber PmP 2.0 mm /B2ca | CommScope® | SYSTIMAX ULL |  | Fiber trunk cable assembly
U3GMXMXCG |  | Base Product | Ultra Low Loss ULL TeraSPEED® MPO(Pinned) to MPO(Pinned) Pre-terminated Trunk Cable, MPO12, 36-Fiber, LSZH, 12 fiber PmP 2.0 mm /B2ca | CommScope® | SYSTIMAX ULL |  | Fiber trunk cable assembly
U3GMXUCAK |  | Base Product | Ultra Low Loss (ULL) Singlemode MPO12 (Pinned) to Unconnectorized, Fiber Trunk Cable Assembly, 72-Fiber, CPR Class B2ca, Low Smoke Zero Halogen/Riser | CommScope® | SYSTIMAX ULL |  | Fiber trunk cable assembly |  | Discontinued
U3GMPUCAD |  | Base Product | Ultra Low Loss (ULL) Singlemode MPO12 (Unpinned) to Unconnectorized, Fiber Trunk Cable Assembly, 12-Fiber, CPR Class B2ca, Low Smoke Zero Halogen/Riser | CommScope® | SYSTIMAX ULL |  | Fiber trunk cable assembly |  | Discontinued
U3GMXMXAF |  | Base Product | Ultra Low Loss (ULL) Singlemode MPO12 (Pinned) to MPO12 (Pinned), Fiber Trunk Cable Assembly, 24-Fiber, Low Smoke Zero Halogen | CommScope® | SYSTIMAX ULL |  | Fiber trunk cable assembly |  | Discontinued
760182923 | 1100A-U-PS-24 | Variant of 1100-DM-PANELS | 1100 Angled Universal PS Panel 24 Port | SYSTIMAX® |  | NA | RJ45 patch panel
760183244 | SYSTIMAX 360-1100 PLS-US LTR | Variant | SYSTIMAX 360™ Evolve - 360™ PATCHMAX® - 1100 Panel Label Sheet US LTR | SYSTIMAX® |  |  | Label kit
760185900 | 2091B BLK C6A 4/23 U/UTP W1000 | Variant of 2091B | GigaSPEED X10D® 2091B ETL Verified Category 6A U/UTP Cable, black jacket, 4 pair count, 1000 ft (305 m) length, WE TOTE® box | SYSTIMAX® | GigaSPEED X10D® |  | Twisted pair cable
760186270 | MGS400-VI-100 | Variant of MGS400 | GigaSPEED XL® M-Series Modular Jack, RJ45, Cat6 Unshielded, Violet (100 ea/pkg) | SYSTIMAX® | GigaSPEED XL® | MGS400 | Modular jack
760187179 | 360-E-MOD-B-KIT | Variant | SYSTIMAX 360™ Evolve M Series Bezel, 4 Package | SYSTIMAX® | SYSTIMAX 360™ |  | Bezel
760187203 | 360-E-ANG-MOD-1U-24 | Variant of 360-MOD-M-PANELS | SYSTIMAX 360™ Evolve 24-port angled panel, Silver | SYSTIMAX® | SYSTIMAX 360™ | M Series | RJ45 patch panel
760187286 | MOD-M PLS- A4 | Variant | Modular M-Series Panel Label Sheet A4 | CommScope® |  |  | Label kit
760190777 | 360G2-2U-MOD-UHD-FX | Variant of UD-PANELS | SYSTIMAX 360G2-2U UHD Fixed Panel, accepts 12 InstaPATCH® Modules or MPO Distribution Panels | CommScope® | InstaPATCH® 360 |  | Fiber patch panel |  | Discontinued
760189597 | 3296A WH 4/23 R1640 | Variant | 3296A Category 6A F/FTP Cable, low smoke zero halogen, white jacket, 4 pair count, 1640 ft (500 m) length, reel | SYSTIMAX® |  |  | Twisted pair cable
760193755 | 360MP-1U-PANEL | Variant of MP-PANELS | MP-1U Panel, accepts four G2 data modules or 360DP panels with fiber management trough | CommScope® |  |  | Fiber patch panel
760193763 | 360G2-1U-MOD-FX | Variant | G2 1U Fixed Modular Cassette 4-slot Fiber Panel, unloaded | CommScope® |  |  | Fiber patch panel
760193110 | 2291B YEL C6A 4/23 F/UTP R1000 | Variant of 2291B | GigaSPEED X10D® 2291B ETL Verified Category 6A F/UTP Cable, plenum, yellow jacket, 4 pair count, 1000 ft (305 m) length, reel | SYSTIMAX® | GigaSPEED X10D® |  | Twisted pair cable
760191833 | 2071E LBL C6 4/23 U/UTP W1000 | Variant of 2071E | GigaSPEED XL® 2071E ETL Verified Category 6 U/UTP Cable, plenum, light blue jacket, 4 pair count, 1000 ft (305 m) length, WE TOTE® box | SYSTIMAX® | GigaSPEED XL® |  | Twisted pair cable
760199026 | MGS600-P.WH | Variant of MGS600 | GigaSPEED X10D® M-Series Modular Jack, RJ45, Cat6A Unshielded, ProWhite | SYSTIMAX® | GigaSPEED X10D® | MGS600 | Modular jack
760199315 | 3091B BLK C6A 4/23 U/UTP W1000 | Variant of 3091B | GigaSPEED X10D® 3091B ETL Verified Category 6A U/UTP Cable, black jacket, 4 pair count, 1,000 ft (305 m) WE TOTE® box | SYSTIMAX® | GigaSPEED X10D® |  | Twisted pair cable
760201186 | 360-iP-MFTP-E-HD6B-2U-48 | Variant of 360-IP-PANELS | SYSTIMAX 360™ iPatch® Evolve High Density F/UTP Modular Panel, 48 port | SYSTIMAX® | iPatch® ¦ SYSTIMAX 360™ | NA | RJ45 patch panel
760199588 | E Label Holder Kit | Variant | SYSTIMAX 360™ Evolve Label Holder Kit | CommScope® |  |  | Label holder
760168377 | 3291B SLT C6A 4/23 F/UTP R1000 | Variant of 3291B | GigaSPEED X10D® 3291B Category 6A F/UTP Cable, low smoke zero halogen, slate jacket, 4 pair count, 1000 ft (305 m) length, reel | SYSTIMAX® | GigaSPEED X10D® |  | Twisted pair cable
760171025 | 2291B BLK C6A 4/23 F/UTP R1000 | Variant of 2291B | GigaSPEED X10D® 2291B ETL Verified Category 6A F/UTP Cable, plenum, black jacket, 4 pair count, 1000 ft (305 m) length, reel | SYSTIMAX® | GigaSPEED X10D® |  | Twisted pair cable
760171033 | 2291B PRP C6A 4/23 F/UTP R1000 | Variant of 2291B | GigaSPEED X10D® 2291B ETL Verified Category 6A F/UTP Cable, plenum, purple jacket, 4 pair count, 1000 ft (305 m) length, reel | SYSTIMAX® | GigaSPEED X10D® |  | Twisted pair cable
760177410 | 5071A YEL C6 4/23 U/UTP R3000 | Variant | GigaSPEED XL® 5071A ETL Verified Category 6 U/UTP Cable, LSZH, non-plenum CMR rated, yellow jacket, 4 pair count, 3000 ft (914 m) length, reel | SYSTIMAX® | GigaSPEED XL® |  | Twisted pair cable
760175331 | 5071A BLK C6 4/23 U/UTP W1000 | Variant | GigaSPEED XL® 5071A ETL Verified Category 6 U/UTP Cable, LSZH, non-plenum CMR rated, black jacket, 4 pair count, 1000 ft (305 m) length, WE TOTE® box | SYSTIMAX® | GigaSPEED XL® |  | Twisted pair cable
760177386 | 5071A GRN C6 4/23 U/UTP W1000 | Variant | GigaSPEED XL® 5071A ETL Verified Category 6 U/UTP Cable, LSZH, non-plenum CMR rated, green jacket, 4 pair count, 1000 ft (305 m) length, WE TOTE® box | SYSTIMAX® | GigaSPEED XL® |  | Twisted pair cable
760176123 | 2071E LBL C6 4/23 U/UTP R1000 | Variant of 2071E | GigaSPEED XL® 2071E ETL Verified Category 6 U/UTP Cable, plenum, light blue jacket, 4 pair count, 1000 ft (305 m) length, reel | SYSTIMAX® | GigaSPEED XL® |  | Twisted pair cable
760177394 | 5071A GRN C6 4/23 U/UTP R3000 | Variant | GigaSPEED XL® 5071A ETL Verified Category 6 U/UTP Cable, LSZH, non-plenum CMR rated, green jacket, 4 pair count, 3000 ft (914 m) length, reel | SYSTIMAX® | GigaSPEED XL® |  | Twisted pair cable
760175877 | 360-1100-E-FB-4PK | Variant | SYSTIMAX 360™ 1100 EVOLVE G2 BEZEL (COOL GRAY) | SYSTIMAX® | SYSTIMAX 360™ |  | Bezel
760179556 | 1291B GRN C6A 4/23 F/UTP R3000 | Variant of 1291B | GigaSPEED X10D® 1291B ETL Verified Category 6A F/UTP Cable, non-plenum, green jacket, 4 pair count, 3000 ft (914 m) length, reel | SYSTIMAX® | GigaSPEED X10D® |  | Twisted pair cable
760179978 | MGS600-OR-100 | Variant of MGS600 | GigaSPEED X10D® M-Series Modular Jack, RJ45, Cat6A Unshielded, Orange (100 ea/pkg) | SYSTIMAX® | GigaSPEED X10D® | MGS600 | Modular jack
760138602 | 1091B LBL C6A 4/23 U/UTP R3000 | Variant of 1091B | GigaSPEED X10D® 1091B ETL Verified Category 6A U/UTP Cable, light blue jacket, 4 pair count, 3000 ft (914 m) length, reel | SYSTIMAX® | GigaSPEED X10D® |  | Twisted pair cable
760149252 | 3071E YEL C6 4/23 U/UTP W1000 | Variant of 3071E | GigaSPEED XL® 3071 ETL Verified Category 6 U/UTP Cable, low smoke zero halogen, yellow jacket, 4 pair count, 1000 ft (305 m) length, WE TOTE® box | SYSTIMAX® | GigaSPEED XL® |  | Twisted pair cable
760200345 | 360CM12-2x3-LS | Variant of G2-MODULES | G2 2x3 Multimode OM4 Conversion Module, 3 MPO male ports | CommScope® |  |  | Fiber module
760202564 | 360-iP-MFTPA-E-HD6B-1U-24 | Variant of 360-IP-PANELS | SYSTIMAX 360™ iPatch® Evolve High Density F/UTP Angled Modular Panel, 24 port | SYSTIMAX® | iPatch® ¦ SYSTIMAX 360™ | NA | RJ45 patch panel
760201236 | 360-iP-PMAX-GS6-48 | Variant of 360-IP-PANELS | SYSTIMAX 360™ iPatch® PATCHMAX GS6 U/UTP Patch Panel, 48 port | SYSTIMAX® | iPatch® ¦ SYSTIMAX 360™ | NA | RJ45 patch panel
760202580 | 360-iP-MFTPA-E-HD6B-2U-48 | Variant of 360-IP-PANELS | SYSTIMAX 360™ iPatch® Evolve High Density F/UTP Angled Modular Panel, 48 port | SYSTIMAX® | iPatch® ¦ SYSTIMAX 360™ | NA | RJ45 patch panel
760201244 | 360-iP-PMAX-GS3-24 | Variant of 360-IP-PANELS | SYSTIMAX 360™ iPatch® PATCHMAX® GS3 Panel, 24 port | SYSTIMAX® | iPatch® ¦ SYSTIMAX 360™ | NA | RJ45 patch panel
760202598 | 360-iP-1100A-E-1U-BLANK | Variant of 360-IP-PANELS | SYSTIMAX 360™ iPatch® 1100 Angled Evolve Panel, 24 port without modules | SYSTIMAX® | iPatch® ¦ SYSTIMAX 360™ | NA | RJ45 patch panel
760201269 | 360-iP-PMAX-GS6-24 | Variant of 360-IP-PANELS | SYSTIMAX 360™ iPatch® PATCHMAX GS6 U/UTP Patch Panel, 24 port | SYSTIMAX® | iPatch® ¦ SYSTIMAX 360™ | NA | RJ45 patch panel
760202531 | 360-iP-1100A-E-GS3-1U-24 | Variant of 360-IP-PANELS | SYSTIMAX 360™ iPatch® 1100GS3 Evolve U/UTP Angled Patch Panel, 24 port | SYSTIMAX® | iPatch® ¦ SYSTIMAX 360™ | NA | RJ45 patch panel
760202549 | 360-iP-1100A-E-GS3-2U-48 | Variant of 360-IP-PANELS | SYSTIMAX 360™ iPatch® 1100GS3 Evolve U/UTP Angled Patch Panel, 48 port | SYSTIMAX® | iPatch® ¦ SYSTIMAX 360™ | NA | RJ45 patch panel
760201111 | 360-iP-1100-E-GS3-2U-48 | Variant of 360-IP-PANELS | SYSTIMAX 360™ iPatch® 1100GS3 Evolve U/UTP Patch Panel, 48 port | SYSTIMAX® | iPatch® ¦ SYSTIMAX 360™ | NA | RJ45 patch panel
760202622 | 360-iP-MFTPA-E-2U-BLANK | Variant of 360-IP-PANELS | SYSTIMAX 360™ iPatch® FTP Angled Evolve Panel, 48 port without jacks | SYSTIMAX® | iPatch® ¦ SYSTIMAX 360™ | NA | RJ45 patch panel
760201129 | 360-iP-1100-E-GS6-2U-48 | Variant of 360-IP-PANELS | SYSTIMAX 360™ iPatch® 1100GS6 Evolve U/UTP Patch Panel, 48 port | SYSTIMAX® | iPatch® ¦ SYSTIMAX 360™ | NA | RJ45 patch panel
760206540 | 360DMis-24LC-SM | Variant of G2-MODULES | G2 LL Singlemode MPO 12 distribution module, 24 LC to 2x12f MPO's pinned, internal shutters | CommScope® | InstaPATCH® 360 | G2 | Fiber module
760201137 | 360-iP-1100-E-GS3-1U-24 | Variant of 360-IP-PANELS | SYSTIMAX 360™ iPatch® 1100GS3 Evolve U/UTP Patch Panel, 24 port | SYSTIMAX® | iPatch® ¦ SYSTIMAX 360™ | NA | RJ45 patch panel
760206565 | 360DMis-24LCA-SM | Variant of G2-MODULES | G2 LL Singlemode MPO 12 distribution module, 24 LC APC to 2x12f MPO's pinned, internal shutters | CommScope® | InstaPATCH® 360 | G2 | Fiber module
760201178 | 360-iP-MFTP-E-HD6B-1U-24 | Variant of 360-IP-PANELS | SYSTIMAX 360™ iPatch® Evolve High Density F/UTP Modular Panel, 24 port | SYSTIMAX® | iPatch® ¦ SYSTIMAX 360™ | NA | RJ45 patch panel
760207944 | HD-1U-REAR-EXT | Variant | High density 1U Fiber Shelf Rear Extension, 6 Cable Entries | CommScope® |  | HD | Extension unit
760205278 | PM-PS-48 | Variant of PATCHMAX-PANELS | PatchMAX PowerSUM 48 Port Panel | SYSTIMAX® | PowerSUM ¦ iPatch® | NA | RJ45 patch panel
760209965 | HD-4U | Variant of HD-PANELS | High Density 4U modular cassette sliding Panel, accepts (16) G2 modules or MPO panels, providing up to 192 duplex LC ports or up to 128 MPO ports | CommScope® |  | HD | Fiber patch panel
760209981 | HD-4U-REAR-EXT-06-KIT | Variant | High Density 4U Fiber Shelf Rear Extension Kit, 6 Cable Entries | CommScope® |  | HD | Extension unit
760209999 | HD-4U-REAR-EXT-12-KIT | Variant | High Density 4U Fiber Shelf Rear Extension Kit, 12 Cable Entries | CommScope® |  | HD | Extension unit
760209619 | CABLE-MOUNT-KIT-12 | Variant | Fiber Shelf Cable Attachment Mouldings | CommScope® |  |  | Cable attachment kit
760206987 | 1100-U-GS6-DM6 | Variant | 1100 GS6 DISTRIBUTION MODULE - 6 PORT | SYSTIMAX® |  |  | Module
760210294 | HD-4U-REAR-DOOR | Variant | High Density Fiber Shelf 4U Rear Door | CommScope® |  | HD | Door kit
760209957 | HD-2U | Variant of HD-PANELS | High Density 2U modular cassette sliding Panel, accepts (8) G2 modules or MPO panels, providing up to 96 duplex LC ports or up to 64 MPO ports | CommScope® |  | HD | Fiber patch panel
760210740 | HD-2U-FX | Variant of HD-PANELS | High Density 2U modular cassette fixed Panel, accepts (8) G2 modules or MPO panels, providing up to 96 duplex LC ports or up to 64 MPO ports | CommScope® |  | HD | Fiber patch panel
760218479 | UD-4U-FX | Variant of UD-PANELS | Ultra High Density 4U modular cassette fixed Panel, accepts (24) G2 modules or MPO panels, providing up to 288 duplex LC ports, or up to 192 MPO ports | CommScope® |  | UD | Fiber patch panel
760224089 | 360DMis-12LC-SM | Variant of G2-MODULES | G2 LL Singlemode MPO 12 distribution module, 12 LC to 1x12f MPO pinned, internal shutters | CommScope® | InstaPATCH® 360 | G2 | Fiber module
760225888 | UD-1U-REAR-COVER | Variant | Ultra High Density 1U Fiber Shelf Rear Blanking Panel, silver | CommScope® |  | UD | Blank Panel
760225565 | VP360 PUNCHDOWN TOOL | Variant | GigaSPEED X10D® VisiPatch® 360 4-pair Cutting Tool Kit with one extra blade | SYSTIMAX® | VisiPatch® |  | Tool
760225904 | UD-2U-REAR-DOOR | Variant | Ultra High Density 2U Fiber Shelf Rear Door, silver | CommScope® |  | UD | Door kit
760227306 | UD-2U | Variant of UD-PANELS | Ultra High Density 2U modular cassette sliding Panel, accepts (12)G2 modules or MPO panels, providing up to 144 duplex LC ports or up to 96 MPO ports | CommScope® |  | UD | Fiber patch panel
760227314 | UD-4U | Variant of UD-PANELS | Ultra High Density 4U modular cassette sliding Panel, accepts (24) G2 modules or MPO panels, providing up to 288 duplex LC ports or up to 192 MPO ports | CommScope® |  | UD | Fiber patch panel
760161646 | 1291B RED C6A 4/23 F/UTP R1000 | Variant of 1291B | GigaSPEED X10D® 1291B ETL Verified Category 6A F/UTP Cable, non-plenum, red jacket, 4 pair count, 1000 ft (305 m) length, reel | SYSTIMAX® | GigaSPEED X10D® |  | Twisted pair cable
760163337 | 1091B YEL C6A 4/23 U/UTP R3000 | Variant of 1091B | GigaSPEED X10D® 1091B ETL Verified Category 6A U/UTP Cable, yellow jacket, 4 pair count, 3000 ft (914 m) length, reel | SYSTIMAX® | GigaSPEED X10D® |  | Twisted pair cable
760163725 | 2091B BLK C6A 4/23 U/UTP R3000 | Variant of 2091B | GigaSPEED X10D® 2091B ETL Verified Category 6A U/UTP Cable, black jacket, 4 pair count, 3000 ft (914 m) length, reel | SYSTIMAX® | GigaSPEED X10D® |  | Twisted pair cable
760165191 | 360-1100-E-BB | Variant | SYSTIMAX 360™ 1100 Evolve Blank Bezel | SYSTIMAX® | SYSTIMAX 360™ |  | Bezel
760165670 | MGS400-BR | Variant of MGS400 | GigaSPEED XL® M-Series Modular Jack, RJ45, Cat6 Unshielded, Brown | SYSTIMAX® | GigaSPEED XL® | MGS400 | Modular jack
760246312 | DM24-24LC-SM | Variant of G2-MODULES | G2 Singlemode MPO-24 Distribution Module, 24LC to 1X24f MPO unpinned, internal shutters | CommScope® |  | G2 | Fiber module
760246313 | DM24-24LC-SM-AS | Variant of G2-MODULES | G2 Singlemode MPO-24 Distribution Module, 24LC to 1x24f MPO pinned, internal shutters, Method A Straight | CommScope® |  | G2 | Fiber module
760246314 | DM24-24LC-SM-AF | Variant of G2-MODULES | G2 Singlemode MPO-24 Distribution Module, 24LC to 1x24f MPO pinned , internal shutters, Method A | CommScope® |  | G2 | Fiber module
760250109 | 5291A WHT C6A 4/23 F/UTP R1000 | Variant | GigaSPEED X10D® 5291A Category 6A F/UTP Cable, low smoke zero halogen, CMR, white jacket, 4 pair count, 1000 ft (305 m) length, reel | SYSTIMAX® | GigaSPEED X10D® |  | Twisted pair cable
760236800 |  | Variant | Low Tolerance length Singlemode MPO (Female) to MPO (Female) trunk, 24-Fiber, Low Smoke Zero Halogen, 300MT | CommScope® |  |  | Fiber trunk cable assembly
760238356 |  | Variant | Low Tolerance length Singlemode MPO (Female) to MPO (Female) trunk, 24-Fiber, Low Smoke Zero Halogen, 40MT | CommScope® |  |  | Fiber trunk cable assembly
760244708 |  | Variant | Low Tolerance length Singlemode MPO (Female) to MPO (Female) trunk, 24-Fiber, Low Smoke Zero Halogen B2ca, 325MT | CommScope® |  |  | Fiber trunk cable assembly
760248760 |  | Variant | Low Tolerance length Singlemode MPO (Female) to MPO (Female) trunk, 24-Fiber, Low Smoke Zero Halogen B2ca, 280MT | CommScope® |  |  | Fiber trunk cable assembly
760248761 |  | Variant | Low Tolerance length Singlemode MPO (Female) to MPO (Female) trunk, 24-Fiber, Low Smoke Zero Halogen B2ca, 290MT | CommScope® |  |  | Fiber trunk cable assembly
FPCA-77YP |  | Variant of FPCA | Fiber Optic Patch Cord, singlemode, 1.2 mm OFNP jacket, SC/UPC-SC/UPC, yellow |  |  | FPCA | Fiber patch cord ¦ simplex
FPCA-EEYP |  | Variant of FPCA | Fiber Optic Patch Cord, singlemode, 1.2 mm OFNP jacket, SC/APC-SC/APC, yellow |  |  | FPCA | Fiber patch cord ¦ simplex
FPCA-KKYP |  | Variant of FPCA | Fiber Optic Patch Cord, singlemode, 1.2 mm OFNP jacket, LC/UPC-LC/UPC, yellow |  |  | FPCA | Fiber patch cord ¦ simplex
760256260 | 1061L-C SLT CAT5E 4/24 U/UTP W1000 | Variant of 1061L | PowerSUM 1061L-C ETL Verified Category 5e U/UTP Cable, Clean Room (ATD GC/MS), slate jacket, 4 pair count, 1000 ft (305 m) length, WE TOTE® box | SYSTIMAX® | PowerSUM |  | Twisted pair cable |  | Discontinued
760255696 | RMM-12AUF-12AUF-SM-ULL | Variant of FD-PANELS | 1RU rack mounted Singlemode mesh module with all front facing MPO12 ports. 24, 12f inputs from separate network enclaves to 24, 12f outputs to the desktop with Ultra-Low Loss (ULL) performance | CommScope® |  | FD | Fiber patch panel
760255697 | RMM-12AUR-12AUF-SM-ULL | Variant of FD-PANELS | 1RU rack mounted Singlemode mesh module with 24, MPO12 inputs on the back from separate network enclaves and 24, MPO12 outputs to the desk top on the front with Ultra-Low Loss (ULL) performance | CommScope® |  | FD | Fiber patch panel
760237946 | 3297B-B WH 4/23 R1640 | Variant | 3297B-B Category 7 S/FTP Cable, low smoke zero halogen, white jacket, 4 pair count, 1640 ft (500 m) length, reel | SYSTIMAX® |  |  | Twisted pair cable
760256449 |  | Variant | 3297B-B Category 7 S/FTP Cable, low smoke zero halogen, slate jacket, 4 pair count, 1640 ft (500 m) length, reel | SYSTIMAX® |  |  | Twisted pair cable
FQZMPMPGD |  | Base Product | OM3 MPO (Unpinned) to MPO (Unpinned), InstaPATCH® 360 Array Cord, 12-Fiber, Plenum | CommScope® | SYSTIMAX InstaPATCH® 360 |  | Fiber array cable assembly
760237065 | 360-IPR-SMOD-A-6A-2U-48 | Variant of 360-MOD-PANELS | SYSTIMAX 360™ GigaSHIELD X10D® Shielded Angled Modular Panel, Cat 6A, 2U, 48 port, Silver | SYSTIMAX® |  |  | Copper patch panel
FGZMPMPAF |  | Base Product | OM3 MPO (Unpinned) to MPO (Unpinned), InstaPATCH® 360 Pre-terminated Trunk Cable, 24-Fiber, Plenum | CommScope® | SYSTIMAX InstaPATCH® 360 |  | Fiber trunk cable assembly
FGZMPMPAK |  | Base Product | OM3 MPO (Unpinned) to MPO (Unpinned), InstaPATCH® 360 Pre-terminated Trunk Cable, 72-Fiber, Plenum | CommScope® | SYSTIMAX InstaPATCH® 360 |  | Fiber trunk cable assembly
FGZMPMPAD |  | Base Product | OM3 MPO (Unpinned) to MPO (Unpinned), InstaPATCH® 360 Pre-terminated Trunk Cable, 12-Fiber, Plenum | CommScope® | SYSTIMAX InstaPATCH® 360 |  | Fiber trunk cable assembly
FLZMPLCAD |  | Base Product | OM3 MPO (Unpinned) to LC/UPC, InstaPATCH® 360 Ruggedized Fanout Cable, 12-Fiber, Plenum | CommScope® | SYSTIMAX InstaPATCH® 360 |  | Ruggedized fanout
CPC3282 |  | Base Product | GigaSPEED XL® Cord, GS8E Plug to MGS400 Information Outlet on 1071 Solid Cable | SYSTIMAX® | GigaSPEED XL® | CPC | Twisted pair patch cord
BPC3312 |  | Base Product | GigaSPEED XL® GS8E Stranded Cordage Modular Patch Cord (Pack of 10) | SYSTIMAX® | GigaSPEED XL® | BPC | Twisted pair patch cord
BPCSSX2 |  | Base Product | GigaSPEED X10D® 360GS10E Solid Cordage Modular Patch Cord (Pack of 10) | SYSTIMAX® | GigaSPEED X10D® | BPC | Twisted pair patch cord
CA111H2 |  | Base Product | GigaSPEED X10D® G10SP on S/FTP Cordage, S/FTP Modular Patch Cord | SYSTIMAX® | GigaSPEED X10D® | CA | Twisted pair patch cord
CA132R2 |  | Base Product | GigaSPEED XL® GS8E to MGS400 (Black), LSZH, Class B2ca | SYSTIMAX® | GigaSPEED XL® | CA | Twisted pair patch cord
CA133L2 |  | Base Product | GigaSPEED XL® GS8E on 5071A LSZH, Riser GS8E-SLR Modular Patch Cord | SYSTIMAX® | GigaSPEED XL® | CA | Twisted pair patch cord
CA133R2 |  | Base Product | GigaSPEED XL® GS8E to GS8E, LSZH, Class B2ca | SYSTIMAX® | GigaSPEED XL® | CA | Twisted pair patch cord
CA134R2 |  | Base Product | GigaSPEED XL® GS8E to Blunt, LSZH, Class B2ca | SYSTIMAX® | GigaSPEED XL® | CA | Twisted pair patch cord
CA184T2 |  | Base Product | GigaSPEED X10D® G10FP to Blunt, Class B2ca, F/FTP | SYSTIMAX® | GigaSPEED X10D® | CA | Twisted pair patch cord
CA188T2 |  | Base Product | GigaSPEED X10D® G10FP to G10FP, Class B2ca, F/FTP | SYSTIMAX® | GigaSPEED X10D® | CA | Twisted pair patch cord
CA1G572 |  | Base Product | GigaSPEED X10D® G10FP to HGS620 on 3295 Solid Low Smoke Zero Halogen Cordage F/UTP Zone Extension Cord | SYSTIMAX® | GigaSPEED X10D® | CA | Twisted pair patch cord
CPPSSZ2 |  | Base Product | GigaSPEED X10D® 360GS10E Solid Low Smoke Zero Halogen Cordage Modular Patch Cord, Eco-Packaging | SYSTIMAX® | GigaSPEED X10D® | CPP | Twisted pair patch cord
KO166S2 |  | Base Product | MiNo6 Series Category 6 Performance U/UTP Reduced Diameter LS-CM Dual Rated Patch Cord (Megapack of 100) | CommScope® |  | KO | Twisted pair patch cord
KPC3312 |  | Base Product | GigaSPEED XL® GS8E Stranded Cordage Modular Patch Cord (Megapack of 100) | SYSTIMAX® | GigaSPEED XL® | KPC | Twisted pair patch cord
CA1G772 |  | Base Product | GigaSPEED X10D® G10FP to M-series HGS620 on 3295 Solid Low Smoke Zero Halogen Cordage F/UTP Zone Extension Cord | SYSTIMAX® | GigaSPEED X10D® | CA | Twisted pair patch cord
CPC3272 |  | Base Product | GigaSPEED XL® GS8E to MGS400 on 2071 Solid Plenum Cable Zone Extension Cord | SYSTIMAX® | GigaSPEED XL® | CPC | Twisted pair patch cord
CPC3313 |  | Base Product | GigaSPEED XL® GS8E 10/100BASE-T 2X3 & 1X4 Crossover Stranded Cordage Modular Patch Cord | SYSTIMAX® | GigaSPEED XL® | CPC | Twisted pair patch cord
CPC3315 |  | Base Product | GigaSPEED XL® GS8E 1/10GBASE-T MDI-X Crossover Stranded Cordage Modular Patch Cord | SYSTIMAX® | GigaSPEED XL® | CPC | Twisted pair patch cord
CPC3322 |  | Base Product | GigaSPEED XL® GS8E Solid Low Smoke Zero Halogen Cable Modular Patch Cord | SYSTIMAX® | GigaSPEED XL® | CPC | Twisted pair patch cord
CPC3373 |  | Base Product | GigaSPEED XL® GS8E Solid Plenum 10/100BASE-T 2X3 & 1X4 Crossover Cable Modular Patch Cord | SYSTIMAX® | GigaSPEED XL® | CPC | Twisted pair patch cord
CPC3382 |  | Base Product | GigaSPEED XL® GS8E Solid Cable, Modular Patch Cord | SYSTIMAX® | GigaSPEED XL® | CPC | Twisted pair patch cord
CPC3393 |  | Base Product | GigaSPEED XL® GS8E Low Smoke Zero Halogen 10/100BASE-T 2X3 & 1X4 Crossover Modular Patch Cord | SYSTIMAX® | GigaSPEED XL® | CPC | Twisted pair patch cord
CPC3396 |  | Base Product | GigaSPEED XL® GS8E Stranded Low Smoke Zero Halogen Cordage Rollover Modular Patch Cord | SYSTIMAX® | GigaSPEED XL® | CPC | Twisted pair patch cord
CPC3412 |  | Base Product | GigaSPEED XL® GS8E Single End Stranded Cordage Modular Patch Cord | SYSTIMAX® | GigaSPEED XL® | CPC | Twisted pair patch cord
CPC5652 |  | Base Product | VisiPatch® to PowerSUM D8PS 2 Pair Hybrid Patch Cord | SYSTIMAX® | PowerSUM ¦ VisiPatch® | CPC | Twisted pair patch cord
CPC6642 |  | Base Product | PowerSUM Cat 5e U/UTP RJ45 Patch Cord, Non-Plenum | SYSTIMAX® | PowerSUM | CPC | Twisted pair patch cord
CPC6643 |  | Base Product | PowerSUM D8PS 10/100BASE-T 2X3 and 1X4 Crossover Modular Patch Cord | SYSTIMAX® | PowerSUM | CPC | Twisted pair patch cord
CPC8812 |  | Base Product | GigaSPEED® 110GS to 110GS 4 Pair Patch Cord | SYSTIMAX® | GigaSPEED® | CPC | Twisted pair patch cord |  | Discontinued
CPCC312 |  | Base Product | GigaSPEED XL® GS8E Ruggedized Plug, Coiled Strain Relief to GS8E, Modular Patch Cord | SYSTIMAX® | GigaSPEED XL® | CPC | Twisted pair patch cord
CPCCC12 |  | Base Product | GigaSPEED XL® GS8E Ruggedized Plug, Coiled Strain Relief, Modular Patch Cord | SYSTIMAX® | GigaSPEED XL® | CPC | Twisted pair patch cord
CPCD312 |  | Base Product | GigaSPEED XL® GS8E Ruggedized Plug, Domed Strain Relief to GS8E, Modular Patch Cord | SYSTIMAX® | GigaSPEED XL® | CPC | Twisted pair patch cord
CPCF392 |  | Base Product | GigaSPEED XL® VisiPatch® 360 to Gs8E 4-pair Low Smoke Zero Halogen Hybrid Patch Cord | SYSTIMAX® | GigaSPEED XL® ¦ VisiPatch 360® | CPC | Twisted pair patch cord
CPCF662 |  | Base Product | VisiPatch® 360 to D8PS 1-pair Patch Cord | SYSTIMAX® | VisiPatch 360® ¦ VisiPatch® | CPC | Twisted pair patch cord
CPCFF12 |  | Base Product | GigaSPEED XL® VisiPatch® 360 to VisiPatch® 360 GigaSPEED XL® 4 Pair Patch Cord | SYSTIMAX® | GigaSPEED XL® ¦ VisiPatch 360® | CPC | Twisted pair patch cord
CPCFF1D |  | Base Product | GigaSPEED XL® VisiPatch® 360 to VisiPatch® 360 GigaSPEED XL® 4 Pair Patch Cord Crossover | SYSTIMAX® | GigaSPEED XL® ¦ VisiPatch 360® | CPC | Twisted pair patch cord
CPCFFP2 |  | Base Product | GigaSPEED Xpress® VisiPatch® 360 to VisiPatch® 360 GigaSPEED Xpress® 4 Pair Patch Cord | SYSTIMAX® | GigaSPEED Xpress® ¦ VisiPatch 360® | CPC | Twisted pair patch cord |  | Discontinued
CPCFFR2 |  | Base Product | GigaSPEED Xpress® VisiPatch® 360 to VisiPatch® 360 GigaSPEED Xpress® 4 Pair Low Smoke Zero Halogen Patch Cord | SYSTIMAX® | GigaSPEED Xpress® ¦ VisiPatch 360® | CPC | Twisted pair patch cord |  | Discontinued
CPCFSZ2 |  | Base Product | GigaSPEED X10D® VisiPatch® 360 to 360GS10E 4-pair Low Smoke Zero Halogen Solid Hybrid Patch Cord T | SYSTIMAX® | GigaSPEED X10D® ¦ VisiPatch 360® | CPC | Twisted pair patch cord
CPCZZK1 |  | Base Product | Patch cord, Cat6A, F/UTP, CMP, shielded Secure RJ-to-shielded Secure RJ plugs on both ends with 2 secure port blockers | SYSTIMAX® | GigaSPEED X10D® | CPC | Twisted pair patch cord
CPCS4X2 |  | Base Product | GigaSPEED X10D® Cat 6A 360GS10E Single End Solid Cordage Modular Patch Cord | SYSTIMAX® | GigaSPEED X10D® | CON ¦ CPC ¦ UTG | Twisted pair patch cord
CPCSSM2 |  | Base Product | GigaSPEED X10D® 360GS10E 23-AWG Patch Cable | SYSTIMAX® | GigaSPEED X10D® | CPC | Twisted pair patch cord
CPCSSO2 |  | Base Product | GigaSPEED X10D® 360GS10E 23-AWG Plenum Patch Cable | SYSTIMAX® | GigaSPEED X10D® | CPC | Twisted pair patch cord
CPCSSY2 |  | Base Product | GigaSPEED X10D® Cat 6A 360GS10E Solid Plenum Cordage Modular Patch Cord | SYSTIMAX® | GigaSPEED X10D® | CON ¦ CPC ¦ UTG | Twisted pair patch cord
CPCSSY5 |  | Base Product | GigaSPEED X10D® 360GS10E 1/10GBASE-T MDI-X Crossover Solid Plenum Cordage Modular Patch Cord | SYSTIMAX® | GigaSPEED X10D® | CPC | Twisted pair patch cord
CPCSSZ3 |  | Base Product | GigaSPEED X10D® 360GS10E 10/100BASE-T 2X3 & 1X4 Crossover Solid Low Smoke Zero Halogen Cordage Modular Patch Cord | SYSTIMAX® | GigaSPEED X10D® | CPC | Twisted pair patch cord
CPCSSZ5 |  | Base Product | GigaSPEED X10D® 360GS10E 1/10GBASE-T MDI-X Crossover Solid Low Smoke Zero Halogen Cordage Modular Patch Cord | SYSTIMAX® | GigaSPEED X10D® | CPC | Twisted pair patch cord
CPCTSX2 |  | Base Product | GigaSPEED X10D® 360GS10E Ruggedized Plug, Domed Strain Relief to 360GS10E, Modular Patch Cord | SYSTIMAX® | GigaSPEED X10D® | CPC | Twisted pair patch cord
CPCTTX2 |  | Base Product | GigaSPEED X10D® 360GS10E Ruggedized Plug, Domed Strain Relief, Modular Patch Cord | SYSTIMAX® | GigaSPEED X10D® | CPC | Twisted pair patch cord
CPCUUM2 |  | Base Product | GigaSPEED X10D® MGS600 to MGS600 on 1091B Cable Pre-terminated Cord | SYSTIMAX® | GigaSPEED X10D® | CPC | Twisted pair patch cord
CPCUUO2 |  | Base Product | GigaSPEED X10D® MGS600 to MGS600 on 2091B Plenum Cable Pre-terminated Cord | SYSTIMAX® | GigaSPEED X10D® | CPC | Twisted pair patch cord
CPCUUW2 |  | Base Product | GigaSPEED X10D® MGS600 to MGS600 on 3091B Low Smoke Zero Halogen Cable Pre-terminated Cord | SYSTIMAX® | GigaSPEED X10D® | CPC | Twisted pair patch cord
CPCWTX2 |  | Base Product | GigaSPEED X10D® 360GS10E Ruggedized Plug, Coiled Domed Relief, Modular Patch Cord | SYSTIMAX® | GigaSPEED X10D® | CPC | Twisted pair patch cord
CPCXXJ2 |  | Base Product | GigaSPEED X10D® G10FP Ruggedized Plug, Coiled Strain Relief, Modular Patch Cord | SYSTIMAX® | GigaSPEED X10D® | CPC | Twisted pair patch cord
CPCYGJ2 |  | Base Product | GigaSPEED X10D® G10FP Ruggedized Plug, Domed Strain Relief to G10FP, Modular Patch Cord | SYSTIMAX® | GigaSPEED X10D® | CPC | Twisted pair patch cord
UDGSNSNK2 |  | Base Product | Ultra Low Loss (ULL) Singlemode, SN/UPC to SN/UPC, 2-Fiber, Patch Cord, Plenum | CommScope® | SYSTIMAX ULL | UDG | Fiber patch cord ¦ duplex
CAP11K2 |  | Base Product | GigaSPEED X10D® G10SP on S/FTP Low Smoke Zero Halogen Cordage, S/FTP Modular Patch Cord, Eco-packaging | SYSTIMAX® | GigaSPEED X10D® | CA | Twisted pair patch cord
UFGSNLUK2 |  | Base Product | Ultra Low Loss (ULL) Singlemode, SN/UPC to LC/UPC Uniboot, 2-Fiber, Jumper Fanout Cable LSZH | CommScope® | SYSTIMAX ULL | UFG | Fiber patch cord ¦ duplex
UQGMPMXHF |  | Base Product | Ultra Low Loss (ULL) Singlemode, MPO/12(Unpinned) to MPO/12(Pinned), 24-Fiber, Plenum,array cord | CommScope® | SYSTIMAX ULL |  | Fiber array cable assembly
UQGMXMXHF |  | Base Product | Ultra Low Loss (ULL) Singlemode, MPO/12(ale) to MPO/12(Pinned), 24-Fiber, Plenum,array cord | CommScope® | SYSTIMAX ULL |  | Fiber array cable assembly
URGMPMXHF |  | Base Product | Ultra Low Loss (ULL) Singlemode, MPO/12(Unpinned) to MPO/12(Pinned), 24-Fiber, LSZH,array cord | CommScope® | SYSTIMAX ULL |  | Fiber array cable assembly
URGMXMXHF |  | Base Product | Ultra Low Loss (ULL) Singlemode, MPO/12(Pinned) to MPO/12(Pinned), 24-Fiber, LSZH,array cord | CommScope® | SYSTIMAX ULL |  | Fiber array cable assembly
URGQPQXHF |  | Base Product | Ultra Low Loss (ULL) Singlemode, MPO/8(Unpinned) to MPO/8(Pinned), 24-Fiber, LSZH,array cord | CommScope® | SYSTIMAX ULL |  | Fiber array cable assembly
UKXMXMXAK |  | Base Product | Ultra Low Loss (ULL) Multimode OM4 MPO12 (Pinned) to MPO12 (Pinned), Armored Pre-terminated Trunk Cable, 72-Fiber, Low Smoke Zero Halogen (LSZH) | CommScope® | SYSTIMAX ULL |  | Fiber trunk cable assembly |  | Discontinued
UKXQXQXTF |  | Base Product | Ultra Low Loss (ULL) OM4 MPO8 UPC (pinned) to MPO8 UPC (pinned) Fiber Trunk Cable Assembly, 24-Fiber, Armored Indoor Dual Rated (OFNR/LSZH) | CommScope® | Propel ¦ SYSTIMAX ULL |  | Fiber trunk cable assembly
3091B |  | Base Product | GigaSPEED X10D® 3091B ETL Verified Category 6A U/UTP Cable | SYSTIMAX® | GigaSPEED X10D® |  | Twisted pair cable
1071E-UTG |  | Base Product | GigaSPEED XL® 1071E-UTG ETL Verified Category 6 U/UTP Cable | SYSTIMAX® | GigaSPEED XL® |  | Twisted pair cable
3091B-UTG |  | Base Product | GigaSPEED X10D® 3091B-UTG ETL Verified Category 6A U/UTP Cable | SYSTIMAX® | GigaSPEED X10D® |  | Twisted pair cable
3071E |  | Base Product | GigaSPEED XL® 3071 ETL Verified Category 6 U/UTP Cable | SYSTIMAX® | GigaSPEED XL® |  | Twisted pair cable
1091B-UTG |  | Base Product | GigaSPEED X10D® 1091B-UTG ETL Verified Category 6A U/UTP Cable | SYSTIMAX® | GigaSPEED X10D® |  | Twisted pair cable
2091B |  | Base Product | GigaSPEED X10D® 2091B ETL Verified Category 6A U/UTP Cable | SYSTIMAX® | GigaSPEED X10D® |  | Twisted pair cable
2091B-UTG |  | Base Product | GigaSPEED X10D® 2091B-UTG ETL Verified Category 6A U/UTP Cable | SYSTIMAX® | GigaSPEED X10D® |  | Twisted pair cable
FNWLCLCAM |  | Base Product | Singlemode LC/UPC to LC/UPC, InstaPATCH® 360 Ruggedized Fiber Fanout Cable Assembly, 144-Fiber, Low Smoke Zero Halogen (LSZH) | CommScope® | SYSTIMAX InstaPATCH® 360 |  | Ruggedized fanout
360-MOD-M-PANELS |  | Base Product | SYSTIMAX 360™ Evolve Module Panels | SYSTIMAX® | SYSTIMAX 360™ |  | RJ45 patch panel
360-MOD-PANELS |  | Base Product | SYSTIMAX 360™ Discrete Distribution Module SL-Series Panels | SYSTIMAX® |  |  | RJ45 patch panel
1100-DM-PANELS |  | Base Product | SYSTIMAX 1100 Series Distribution Module Panels | SYSTIMAX® |  |  | RJ45 patch panel
UNVQPLUTK |  | Base Product | Ultra Low Loss ULL OM5 MPO8 UPC non-pinned to LC/UPC Uniboot Ruggedized fanout Cable, 72-Fiber, Dual Rated (OFNR/LSZH), 8 fiber PmP 2.0 mm | CommScope® | Propel ¦ SYSTIMAX ULL |  | Ruggedized fanout
U4GQPLUTH |  | Base Product | Singlemode MPO8 APC non-pinned to LC/UPC Uniboot Ruggedized fanout Cable, 48-Fiber, LSZH, 8 fiber PmP 2.0 mm /B2ca | CommScope® | Propel ¦ SYSTIMAX ULL |  | Ruggedized fanout
ULVQPLUTK |  | Base Product | Ultra Low Loss ULL OM5 MPO8 UPC non-pinned to LC/UPC Uniboot Ruggedized fanout Cable, 72-Fiber, Plenum, 8 fiber PmP 2.0 mm | CommScope® | Propel ¦ SYSTIMAX ULL |  | Ruggedized fanout
ULVQZLUTL |  | Base Product | Ultra Low Loss ULL OM5 MPO8 APC pinned to LC/UPC Uniboot Ruggedized fanout Cable, 96-Fiber, Plenum, 8 fiber PmP 2.0 mm | CommScope® | Propel ¦ SYSTIMAX ULL |  | Ruggedized fanout
U4XQPLUTL |  | Base Product | Ultra Low Loss ULL OM4 MPO8 UPC non-pinned to LC/UPC Uniboot Ruggedized fanout Cable, 96-Fiber, LSZH, 8 fiber PmP 2.0 mm /B2ca | CommScope® | Propel ¦ SYSTIMAX ULL |  | Ruggedized fanout
UNXQPLUTL |  | Base Product | Ultra Low Loss ULL OM4 MPO8 UPC non-pinned to LC/UPC Uniboot Ruggedized fanout Cable, 96-Fiber, Dual Rated (OFNR/LSZH), 8 fiber PmP 2.0 mm | CommScope® | Propel ¦ SYSTIMAX ULL |  | Ruggedized fanout
UNVQPLUTL |  | Base Product | Ultra Low Loss ULL OM5 MPO8 UPC non-pinned to LC/UPC Uniboot Ruggedized fanout Cable, 96-Fiber, Dual Rated (OFNR/LSZH), 8 fiber PmP 2.0 mm | CommScope® | Propel ¦ SYSTIMAX ULL |  | Ruggedized fanout
U4XQPLUTM |  | Base Product | Ultra Low Loss ULL OM4 MPO8 UPC non-pinned to LC/UPC Uniboot Ruggedized fanout Cable, 144-Fiber, LSZH, 8 fiber PmP 2.0 mm /B2ca | CommScope® | Propel ¦ SYSTIMAX ULL |  | Ruggedized fanout
U4VQZLUT8 |  | Base Product | Ultra Low Loss ULL OM5 MPO8 APC pinned to LC/UPC Uniboot Ruggedized fanout Cable, 8-Fiber, LSZH, 8 fiber PmP 2.0 mm /B2ca | CommScope® | Propel ¦ SYSTIMAX ULL |  | Ruggedized fanout
ULVQZLUTM |  | Base Product | Ultra Low Loss ULL OM5 MPO8 APC pinned to LC/UPC Uniboot Ruggedized fanout Cable, 144-Fiber, Plenum, 8 fiber PmP 2.0 mm | CommScope® | Propel ¦ SYSTIMAX ULL |  | Ruggedized fanout
U4GQPLUTK |  | Base Product | Singlemode MPO8 APC non-pinned to LC/UPC Uniboot Ruggedized fanout Cable, 72-Fiber, LSZH, 8 fiber PmP 2.0 mm /B2ca | CommScope® | Propel ¦ SYSTIMAX ULL |  | Ruggedized fanout
ULVQPLUTL |  | Base Product | Ultra Low Loss ULL OM5 MPO8 UPC non-pinned to LC/UPC Uniboot Ruggedized fanout Cable, 96-Fiber, Plenum, 8 fiber PmP 2.0 mm | CommScope® | Propel ¦ SYSTIMAX ULL |  | Ruggedized fanout
ULGQPLUTS |  | Base Product | Singlemode MPO8 APC non-pinned to LC/UPC Uniboot Ruggedized fanout Cable, 32-Fiber, Plenum, 8 fiber PmP 2.0 mm | CommScope® | Propel ¦ SYSTIMAX ULL |  | Ruggedized fanout
UNXQPLUTR |  | Base Product | Ultra Low Loss ULL OM4 MPO8 UPC non-pinned to LC/UPC Uniboot Ruggedized fanout Cable, 16-Fiber, Dual Rated (OFNR/LSZH), 8 fiber PmP 2.0 mm | CommScope® | Propel ¦ SYSTIMAX ULL |  | Ruggedized fanout
U4VQZLUTF |  | Base Product | Ultra Low Loss ULL OM5 MPO8 APC pinned to LC/UPC Uniboot Ruggedized fanout Cable, 24-Fiber, LSZH, 8 fiber PmP 2.0 mm /B2ca | CommScope® | Propel ¦ SYSTIMAX ULL |  | Ruggedized fanout
ULVQZLUTN |  | Base Product | Ultra Low Loss ULL OM5 MPO8 APC pinned to LC/UPC Uniboot Ruggedized fanout Cable, 192-Fiber, Plenum, 8 fiber PmP 2.0 mm | CommScope® | Propel ¦ SYSTIMAX ULL |  | Ruggedized fanout
U4XQPLUTN |  | Base Product | Ultra Low Loss ULL OM4 MPO8 UPC non-pinned to LC/UPC Uniboot Ruggedized fanout Cable, 192-Fiber, LSZH, 8 fiber PmP 2.0 mm /B2ca | CommScope® | Propel ¦ SYSTIMAX ULL |  | Ruggedized fanout
UNXQPLUTS |  | Base Product | Ultra Low Loss ULL OM4 MPO8 UPC non-pinned to LC/UPC Uniboot Ruggedized fanout Cable, 32-Fiber, Dual Rated (OFNR/LSZH), 8 fiber PmP 2.0 mm | CommScope® | Propel ¦ SYSTIMAX ULL |  | Ruggedized fanout
ULVQZLUTR |  | Base Product | Ultra Low Loss ULL OM5 MPO8 APC pinned to LC/UPC Uniboot Ruggedized fanout Cable, 16-Fiber, Plenum, 8 fiber PmP 2.0 mm | CommScope® | Propel ¦ SYSTIMAX ULL |  | Ruggedized fanout
U4GQPLUTM |  | Base Product | Singlemode MPO8 APC non-pinned to LC/UPC Uniboot Ruggedized fanout Cable, 144-Fiber, LSZH, 8 fiber PmP 2.0 mm /B2ca | CommScope® | Propel ¦ SYSTIMAX ULL |  | Ruggedized fanout
U4XQPLUTR |  | Base Product | Ultra Low Loss ULL OM4 MPO8 UPC non-pinned to LC/UPC Uniboot Ruggedized fanout Cable, 16-Fiber, LSZH, 8 fiber PmP 2.0 mm /B2ca | CommScope® | Propel ¦ SYSTIMAX ULL |  | Ruggedized fanout
U4XQZLUTR |  | Base Product | Ultra Low Loss ULL OM4 MPO8 APC pinned to LC/UPC Uniboot Ruggedized fanout Cable, 16-Fiber, LSZH, 8 fiber PmP 2.0 mm /B2ca | CommScope® | Propel ¦ SYSTIMAX ULL |  | Ruggedized fanout
ULXQVLUT8 |  | Base Product | Ultra Low Loss ULL OM4 MPO8 APC non-pinned to LC/UPC Uniboot Ruggedized fanout Cable, 8-Fiber, Plenum, 8 fiber PmP 2.0 mm | CommScope® | Propel ¦ SYSTIMAX ULL |  | Ruggedized fanout
UNXQPLUTU |  | Base Product | Ultra Low Loss ULL OM4 MPO8 UPC non-pinned to LC/UPC Uniboot Ruggedized fanout Cable, 64-Fiber, Dual Rated (OFNR/LSZH), 8 fiber PmP 2.0 mm | CommScope® | Propel ¦ SYSTIMAX ULL |  | Ruggedized fanout
ULVQPLUTN |  | Base Product | Ultra Low Loss ULL OM5 MPO8 UPC non-pinned to LC/UPC Uniboot Ruggedized fanout Cable, 192-Fiber, Plenum, 8 fiber PmP 2.0 mm | CommScope® | Propel ¦ SYSTIMAX ULL |  | Ruggedized fanout
ULGQXLUT8 |  | Base Product | Singlemode MPO8 APC pinned to LC/UPC Uniboot Ruggedized fanout Cable, 8-Fiber, Plenum, 8 fiber PmP 2.0 mm | CommScope® | Propel ¦ SYSTIMAX ULL |  | Ruggedized fanout
U4XQPLUTS |  | Base Product | Ultra Low Loss ULL OM4 MPO8 UPC non-pinned to LC/UPC Uniboot Ruggedized fanout Cable, 32-Fiber, LSZH, 8 fiber PmP 2.0 mm /B2ca | CommScope® | Propel ¦ SYSTIMAX ULL |  | Ruggedized fanout
U4VQPLUTH |  | Base Product | Ultra Low Loss ULL OM5 MPO8 UPC non-pinned to LC/UPC Uniboot Ruggedized fanout Cable, 8-Fiber, LSZH, 8 fiber PmP 2.0 mm /B2ca | CommScope® | Propel ¦ SYSTIMAX ULL |  | Ruggedized fanout
U4VQZLUTL |  | Base Product | Ultra Low Loss ULL OM5 MPO8 APC pinned to LC/UPC Uniboot Ruggedized fanout Cable, 96-Fiber, LSZH, 8 fiber PmP 2.0 mm /B2ca | CommScope® | Propel ¦ SYSTIMAX ULL |  | Ruggedized fanout
U4GQPLUTR |  | Base Product | Singlemode MPO8 APC non-pinned to LC/UPC Uniboot Ruggedized fanout Cable, 16-Fiber, LSZH, 8 fiber PmP 2.0 mm /B2ca | CommScope® | Propel ¦ SYSTIMAX ULL |  | Ruggedized fanout
U4XQPLUTU |  | Base Product | Ultra Low Loss ULL OM4 MPO8 UPC non-pinned to LC/UPC Uniboot Ruggedized fanout Cable, 64-Fiber, LSZH, 8 fiber PmP 2.0 mm /B2ca | CommScope® | Propel ¦ SYSTIMAX ULL |  | Ruggedized fanout
ULXQVLUTH |  | Base Product | Ultra Low Loss ULL OM4 MPO8 APC non-pinned to LC/UPC Uniboot Ruggedized fanout Cable, 48-Fiber, Plenum, 8 fiber PmP 2.0 mm | CommScope® | Propel ¦ SYSTIMAX ULL |  | Ruggedized fanout
ULVQPLUTS |  | Base Product | Ultra Low Loss ULL OM5 MPO8 UPC non-pinned to LC/UPC Uniboot Ruggedized fanout Cable, 32-Fiber, Plenum, 8 fiber PmP 2.0 mm | CommScope® | Propel ¦ SYSTIMAX ULL |  | Ruggedized fanout
ULXQVLUTK |  | Base Product | Ultra Low Loss ULL OM4 MPO8 APC non-pinned to LC/UPC Uniboot Ruggedized fanout Cable, 72-Fiber, Plenum, 8 fiber PmP 2.0 mm | CommScope® | Propel ¦ SYSTIMAX ULL |  | Ruggedized fanout
ULVQPLUTU |  | Base Product | Ultra Low Loss ULL OM5 MPO8 UPC non-pinned to LC/UPC Uniboot Ruggedized fanout Cable, 64-Fiber, Plenum, 8 fiber PmP 2.0 mm | CommScope® | Propel ¦ SYSTIMAX ULL |  | Ruggedized fanout
U4GQPLUTU |  | Base Product | Singlemode MPO8 APC non-pinned to LC/UPC Uniboot Ruggedized fanout Cable, 64-Fiber, LSZH, 8 fiber PmP 2.0 mm /B2ca | CommScope® | Propel ¦ SYSTIMAX ULL |  | Ruggedized fanout
UNVQVLUTF |  | Base Product | Ultra Low Loss ULL OM5 MPO8 APC non-pinned to LC/UPC Uniboot Ruggedized fanout Cable, 24-Fiber, Dual Rated (OFNR/LSZH), 8 fiber PmP 2.0 mm | CommScope® | Propel ¦ SYSTIMAX ULL |  | Ruggedized fanout
U4XQVLUTF |  | Base Product | Ultra Low Loss ULL OM4 MPO8 APC non-pinned to LC/UPC Uniboot Ruggedized fanout Cable, 24-Fiber, LSZH, 8 fiber PmP 2.0 mm /B2ca | CommScope® | Propel ¦ SYSTIMAX ULL |  | Ruggedized fanout
ULXQVLUTL |  | Base Product | Ultra Low Loss ULL OM4 MPO8 APC non-pinned to LC/UPC Uniboot Ruggedized fanout Cable, 96-Fiber, Plenum, 8 fiber PmP 2.0 mm | CommScope® | Propel ¦ SYSTIMAX ULL |  | Ruggedized fanout
U4VQZLUTR |  | Base Product | Ultra Low Loss ULL OM5 MPO8 APC pinned to LC/UPC Uniboot Ruggedized fanout Cable, 16-Fiber, LSZH, 8 fiber PmP 2.0 mm /B2ca | CommScope® | Propel ¦ SYSTIMAX ULL |  | Ruggedized fanout
U4XQVLUTH |  | Base Product | Ultra Low Loss ULL OM4 MPO8 APC non-pinned to LC/UPC Uniboot Ruggedized fanout Cable, 48-Fiber, LSZH, 8 fiber PmP 2.0 mm /B2ca | CommScope® | Propel ¦ SYSTIMAX ULL |  | Ruggedized fanout
U4VQZLUTS |  | Base Product | Ultra Low Loss ULL OM5 MPO8 APC pinned to LC/UPC Uniboot Ruggedized fanout Cable, 32-Fiber, LSZH, 8 fiber PmP 2.0 mm /B2ca | CommScope® | Propel ¦ SYSTIMAX ULL |  | Ruggedized fanout
ULVQVLUTF |  | Base Product | Ultra Low Loss ULL OM5 MPO8 APC non-pinned to LC/UPC Uniboot Ruggedized fanout Cable, 24-Fiber, Plenum, 8 fiber PmP 2.0 mm | CommScope® | Propel ¦ SYSTIMAX ULL |  | Ruggedized fanout
UNVQVLUTK |  | Base Product | Ultra Low Loss ULL OM5 MPO8 APC non-pinned to LC/UPC Uniboot Ruggedized fanout Cable, 72-Fiber, Dual Rated (OFNR/LSZH), 8 fiber PmP 2.0 mm | CommScope® | Propel ¦ SYSTIMAX ULL |  | Ruggedized fanout
U4VQPLUTN |  | Base Product | Ultra Low Loss ULL OM5 MPO8 UPC non-pinned to LC/UPC Uniboot Ruggedized fanout Cable, 8-Fiber, LSZH, 8 fiber PmP 2.0 mm /B2ca | CommScope® | Propel ¦ SYSTIMAX ULL |  | Ruggedized fanout
U4GQXLUTF |  | Base Product | Singlemode MPO8 APC pinned to LC/UPC Uniboot Ruggedized fanout Cable, 24-Fiber, LSZH, 8 fiber PmP 2.0 mm /B2ca | CommScope® | Propel ¦ SYSTIMAX ULL |  | Ruggedized fanout
ULGQXLUTH |  | Base Product | Singlemode MPO8 APC pinned to LC/UPC Uniboot Ruggedized fanout Cable, 48-Fiber, Plenum, 8 fiber PmP 2.0 mm | CommScope® | Propel ¦ SYSTIMAX ULL |  | Ruggedized fanout
UNVQVLUTL |  | Base Product | Ultra Low Loss ULL OM5 MPO8 APC non-pinned to LC/UPC Uniboot Ruggedized fanout Cable, 96-Fiber, Dual Rated (OFNR/LSZH), 8 fiber PmP 2.0 mm | CommScope® | Propel ¦ SYSTIMAX ULL |  | Ruggedized fanout
ULXQVLUTN |  | Base Product | Ultra Low Loss ULL OM4 MPO8 APC non-pinned to LC/UPC Uniboot Ruggedized fanout Cable, 192-Fiber, Plenum, 8 fiber PmP 2.0 mm | CommScope® | Propel ¦ SYSTIMAX ULL |  | Ruggedized fanout
U4GQXLUTH |  | Base Product | Singlemode MPO8 APC pinned to LC/UPC Uniboot Ruggedized fanout Cable, 48-Fiber, LSZH, 8 fiber PmP 2.0 mm /B2ca | CommScope® | Propel ¦ SYSTIMAX ULL |  | Ruggedized fanout
ULGQXLUTK |  | Base Product | Singlemode MPO8 APC pinned to LC/UPC Uniboot Ruggedized fanout Cable, 72-Fiber, Plenum, 8 fiber PmP 2.0 mm | CommScope® | Propel ¦ SYSTIMAX ULL |  | Ruggedized fanout
U4GQXLUTK |  | Base Product | Singlemode MPO8 APC pinned to LC/UPC Uniboot Ruggedized fanout Cable, 72-Fiber, LSZH, 8 fiber PmP 2.0 mm /B2ca | CommScope® | Propel ¦ SYSTIMAX ULL |  | Ruggedized fanout
ULGQXLUTL |  | Base Product | Singlemode MPO8 APC pinned to LC/UPC Uniboot Ruggedized fanout Cable, 96-Fiber, Plenum, 8 fiber PmP 2.0 mm | CommScope® | Propel ¦ SYSTIMAX ULL |  | Ruggedized fanout
U4XQVLUTL |  | Base Product | Ultra Low Loss ULL OM4 MPO8 APC non-pinned to LC/UPC Uniboot Ruggedized fanout Cable, 96-Fiber, LSZH, 8 fiber PmP 2.0 mm /B2ca | CommScope® | Propel ¦ SYSTIMAX ULL |  | Ruggedized fanout
ULXQVLUTR |  | Base Product | Ultra Low Loss ULL OM4 MPO8 APC non-pinned to LC/UPC Uniboot Ruggedized fanout Cable, 16-Fiber, Plenum, 8 fiber PmP 2.0 mm | CommScope® | Propel ¦ SYSTIMAX ULL |  | Ruggedized fanout
U4VQPLUTS |  | Base Product | Ultra Low Loss ULL OM5 MPO8 UPC non-pinned to LC/UPC Uniboot Ruggedized fanout Cable, 8-Fiber, LSZH, 8 fiber PmP 2.0 mm /B2ca | CommScope® | Propel ¦ SYSTIMAX ULL |  | Ruggedized fanout
ULVQVLUTL |  | Base Product | Ultra Low Loss ULL OM5 MPO8 APC non-pinned to LC/UPC Uniboot Ruggedized fanout Cable, 96-Fiber, Plenum, 8 fiber PmP 2.0 mm | CommScope® | Propel ¦ SYSTIMAX ULL |  | Ruggedized fanout
U4GQXLUTL |  | Base Product | Singlemode MPO8 APC pinned to LC/UPC Uniboot Ruggedized fanout Cable, 96-Fiber, LSZH, 8 fiber PmP 2.0 mm /B2ca | CommScope® | Propel ¦ SYSTIMAX ULL |  | Ruggedized fanout
ULXQVLUTS |  | Base Product | Ultra Low Loss ULL OM4 MPO8 APC non-pinned to LC/UPC Uniboot Ruggedized fanout Cable, 32-Fiber, Plenum, 8 fiber PmP 2.0 mm | CommScope® | Propel ¦ SYSTIMAX ULL |  | Ruggedized fanout
ULGQXLUTM |  | Base Product | Singlemode MPO8 APC pinned to LC/UPC Uniboot Ruggedized fanout Cable, 144-Fiber, Plenum, 8 fiber PmP 2.0 mm | CommScope® | Propel ¦ SYSTIMAX ULL |  | Ruggedized fanout
UNVQVLUTS |  | Base Product | Ultra Low Loss ULL OM5 MPO8 APC non-pinned to LC/UPC Uniboot Ruggedized fanout Cable, 32-Fiber, Dual Rated (OFNR/LSZH), 8 fiber PmP 2.0 mm | CommScope® | Propel ¦ SYSTIMAX ULL |  | Ruggedized fanout
UNXQVLUTL |  | Base Product | Ultra Low Loss ULL OM4 MPO8 APC non-pinned to LC/UPC Uniboot Ruggedized fanout Cable, 96-Fiber, Dual Rated (OFNR/LSZH), 8 fiber PmP 2.0 mm | CommScope® | Propel ¦ SYSTIMAX ULL |  | Ruggedized fanout
U4XQVLUTN |  | Base Product | Ultra Low Loss ULL OM4 MPO8 APC non-pinned to LC/UPC Uniboot Ruggedized fanout Cable, 192-Fiber, LSZH, 8 fiber PmP 2.0 mm /B2ca | CommScope® | Propel ¦ SYSTIMAX ULL |  | Ruggedized fanout
UNVQVLUTU |  | Base Product | Ultra Low Loss ULL OM5 MPO8 APC non-pinned to LC/UPC Uniboot Ruggedized fanout Cable, 64-Fiber, Dual Rated (OFNR/LSZH), 8 fiber PmP 2.0 mm | CommScope® | Propel ¦ SYSTIMAX ULL |  | Ruggedized fanout
U4VQVLUT8 |  | Base Product | Ultra Low Loss ULL OM5 MPO8 APC non-pinned to LC/UPC Uniboot Ruggedized fanout Cable, 8-Fiber, LSZH, 8 fiber PmP 2.0 mm /B2ca | CommScope® | Propel ¦ SYSTIMAX ULL |  | Ruggedized fanout
ULXQVLUTU |  | Base Product | Ultra Low Loss ULL OM4 MPO8 APC non-pinned to LC/UPC Uniboot Ruggedized fanout Cable, 64-Fiber, Plenum, 8 fiber PmP 2.0 mm | CommScope® | Propel ¦ SYSTIMAX ULL |  | Ruggedized fanout
ULGQXLUTN |  | Base Product | Singlemode MPO8 APC pinned to LC/UPC Uniboot Ruggedized fanout Cable, 192-Fiber, Plenum, 8 fiber PmP 2.0 mm | CommScope® | Propel ¦ SYSTIMAX ULL |  | Ruggedized fanout
ULVQVLUTM |  | Base Product | Ultra Low Loss ULL OM5 MPO8 APC non-pinned to LC/UPC Uniboot Ruggedized fanout Cable, 144-Fiber, Plenum, 8 fiber PmP 2.0 mm | CommScope® | Propel ¦ SYSTIMAX ULL |  | Ruggedized fanout
U4XQVLUTR |  | Base Product | Ultra Low Loss ULL OM4 MPO8 APC non-pinned to LC/UPC Uniboot Ruggedized fanout Cable, 16-Fiber, LSZH, 8 fiber PmP 2.0 mm /B2ca | CommScope® | Propel ¦ SYSTIMAX ULL |  | Ruggedized fanout
ULXQXLUT8 |  | Base Product | Ultra Low Loss ULL OM4 MPO8 UPC pinned to LC/UPC Uniboot Ruggedized fanout Cable, 8-Fiber, Plenum, 8 fiber PmP 2.0 mm | CommScope® | Propel ¦ SYSTIMAX ULL |  | Ruggedized fanout
U4VQVLUTF |  | Base Product | Ultra Low Loss ULL OM5 MPO8 APC non-pinned to LC/UPC Uniboot Ruggedized fanout Cable, 24-Fiber, LSZH, 8 fiber PmP 2.0 mm /B2ca | CommScope® | Propel ¦ SYSTIMAX ULL |  | Ruggedized fanout
ULGQXLUTR |  | Base Product | Singlemode MPO8 APC pinned to LC/UPC Uniboot Ruggedized fanout Cable, 16-Fiber, Plenum, 8 fiber PmP 2.0 mm | CommScope® | Propel ¦ SYSTIMAX ULL |  | Ruggedized fanout
ULVQVLUTN |  | Base Product | Ultra Low Loss ULL OM5 MPO8 APC non-pinned to LC/UPC Uniboot Ruggedized fanout Cable, 192-Fiber, Plenum, 8 fiber PmP 2.0 mm | CommScope® | Propel ¦ SYSTIMAX ULL |  | Ruggedized fanout
UNXQVLUTS |  | Base Product | Ultra Low Loss ULL OM4 MPO8 APC non-pinned to LC/UPC Uniboot Ruggedized fanout Cable, 32-Fiber, Dual Rated (OFNR/LSZH), 8 fiber PmP 2.0 mm | CommScope® | Propel ¦ SYSTIMAX ULL |  | Ruggedized fanout
U4VQVLUTH |  | Base Product | Ultra Low Loss ULL OM5 MPO8 APC non-pinned to LC/UPC Uniboot Ruggedized fanout Cable, 48-Fiber, LSZH, 8 fiber PmP 2.0 mm /B2ca | CommScope® | Propel ¦ SYSTIMAX ULL |  | Ruggedized fanout
ULVQVLUTR |  | Base Product | Ultra Low Loss ULL OM5 MPO8 APC non-pinned to LC/UPC Uniboot Ruggedized fanout Cable, 16-Fiber, Plenum, 8 fiber PmP 2.0 mm | CommScope® | Propel ¦ SYSTIMAX ULL |  | Ruggedized fanout
UNGQPLUTH |  | Base Product | Singlemode MPO8 APC non-pinned to LC/UPC Uniboot Ruggedized fanout Cable, 48-Fiber, Dual Rated (OFNR/LSZH), 8 fiber PmP 2.0 mm | CommScope® | Propel ¦ SYSTIMAX ULL |  | Ruggedized fanout
U4VQVLUTK |  | Base Product | Ultra Low Loss ULL OM5 MPO8 APC non-pinned to LC/UPC Uniboot Ruggedized fanout Cable, 72-Fiber, LSZH, 8 fiber PmP 2.0 mm /B2ca | CommScope® | Propel ¦ SYSTIMAX ULL |  | Ruggedized fanout
ULXQXLUTH |  | Base Product | Ultra Low Loss ULL OM4 MPO8 UPC pinned to LC/UPC Uniboot Ruggedized fanout Cable, 48-Fiber, Plenum, 8 fiber PmP 2.0 mm | CommScope® | Propel ¦ SYSTIMAX ULL |  | Ruggedized fanout
ULVQVLUTS |  | Base Product | Ultra Low Loss ULL OM5 MPO8 APC non-pinned to LC/UPC Uniboot Ruggedized fanout Cable, 32-Fiber, Plenum, 8 fiber PmP 2.0 mm | CommScope® | Propel ¦ SYSTIMAX ULL |  | Ruggedized fanout
UNVQXLUTK |  | Base Product | Ultra Low Loss ULL OM5 MPO8 UPC pinned to LC/UPC Uniboot Ruggedized fanout Cable, 72-Fiber, Dual Rated (OFNR/LSZH), 8 fiber PmP 2.0 mm | CommScope® | Propel ¦ SYSTIMAX ULL |  | Ruggedized fanout
ULXQXLUTK |  | Base Product | Ultra Low Loss ULL OM4 MPO8 UPC pinned to LC/UPC Uniboot Ruggedized fanout Cable, 72-Fiber, Plenum, 8 fiber PmP 2.0 mm | CommScope® | Propel ¦ SYSTIMAX ULL |  | Ruggedized fanout
U4VQVLUTL |  | Base Product | Ultra Low Loss ULL OM5 MPO8 APC non-pinned to LC/UPC Uniboot Ruggedized fanout Cable, 96-Fiber, LSZH, 8 fiber PmP 2.0 mm /B2ca | CommScope® | Propel ¦ SYSTIMAX ULL |  | Ruggedized fanout
ULVQVLUTU |  | Base Product | Ultra Low Loss ULL OM5 MPO8 APC non-pinned to LC/UPC Uniboot Ruggedized fanout Cable, 64-Fiber, Plenum, 8 fiber PmP 2.0 mm | CommScope® | Propel ¦ SYSTIMAX ULL |  | Ruggedized fanout
U4XQXLUTF |  | Base Product | Ultra Low Loss ULL OM4 MPO8 UPC pinned to LC/UPC Uniboot Ruggedized fanout Cable, 24-Fiber, LSZH, 8 fiber PmP 2.0 mm /B2ca | CommScope® | Propel ¦ SYSTIMAX ULL |  | Ruggedized fanout
UNXQXLUTF |  | Base Product | Ultra Low Loss ULL OM4 MPO8 UPC pinned to LC/UPC Uniboot Ruggedized fanout Cable, 24-Fiber, Dual Rated (OFNR/LSZH), 8 fiber PmP 2.0 mm | CommScope® | Propel ¦ SYSTIMAX ULL |  | Ruggedized fanout
UNVQXLUTL |  | Base Product | Ultra Low Loss ULL OM5 MPO8 UPC pinned to LC/UPC Uniboot Ruggedized fanout Cable, 96-Fiber, Dual Rated (OFNR/LSZH), 8 fiber PmP 2.0 mm | CommScope® | Propel ¦ SYSTIMAX ULL |  | Ruggedized fanout
UNXQXLUTH |  | Base Product | Ultra Low Loss ULL OM4 MPO8 UPC pinned to LC/UPC Uniboot Ruggedized fanout Cable, 48-Fiber, Dual Rated (OFNR/LSZH), 8 fiber PmP 2.0 mm | CommScope® | Propel ¦ SYSTIMAX ULL |  | Ruggedized fanout
UNVQXLUTR |  | Base Product | Ultra Low Loss ULL OM5 MPO8 UPC pinned to LC/UPC Uniboot Ruggedized fanout Cable, 16-Fiber, Dual Rated (OFNR/LSZH), 8 fiber PmP 2.0 mm | CommScope® | Propel ¦ SYSTIMAX ULL |  | Ruggedized fanout
U4XQXLUTK |  | Base Product | Ultra Low Loss ULL OM4 MPO8 UPC pinned to LC/UPC Uniboot Ruggedized fanout Cable, 72-Fiber, LSZH, 8 fiber PmP 2.0 mm /B2ca | CommScope® | Propel ¦ SYSTIMAX ULL |  | Ruggedized fanout
UNXQXLUTK |  | Base Product | Ultra Low Loss ULL OM4 MPO8 UPC pinned to LC/UPC Uniboot Ruggedized fanout Cable, 72-Fiber, Dual Rated (OFNR/LSZH), 8 fiber PmP 2.0 mm | CommScope® | Propel ¦ SYSTIMAX ULL |  | Ruggedized fanout
ULGQXLUTU |  | Base Product | Singlemode MPO8 APC pinned to LC/UPC Uniboot Ruggedized fanout Cable, 64-Fiber, Plenum, 8 fiber PmP 2.0 mm | CommScope® | Propel ¦ SYSTIMAX ULL |  | Ruggedized fanout
ULVQXLUTF |  | Base Product | Ultra Low Loss ULL OM5 MPO8 UPC pinned to LC/UPC Uniboot Ruggedized fanout Cable, 24-Fiber, Plenum, 8 fiber PmP 2.0 mm | CommScope® | Propel ¦ SYSTIMAX ULL |  | Ruggedized fanout
UNVQXLUTS |  | Base Product | Ultra Low Loss ULL OM5 MPO8 UPC pinned to LC/UPC Uniboot Ruggedized fanout Cable, 32-Fiber, Dual Rated (OFNR/LSZH), 8 fiber PmP 2.0 mm | CommScope® | Propel ¦ SYSTIMAX ULL |  | Ruggedized fanout
U4VQVLUTR |  | Base Product | Ultra Low Loss ULL OM5 MPO8 APC non-pinned to LC/UPC Uniboot Ruggedized fanout Cable, 16-Fiber, LSZH, 8 fiber PmP 2.0 mm /B2ca | CommScope® | Propel ¦ SYSTIMAX ULL |  | Ruggedized fanout
UNXQXLUTL |  | Base Product | Ultra Low Loss ULL OM4 MPO8 UPC pinned to LC/UPC Uniboot Ruggedized fanout Cable, 96-Fiber, Dual Rated (OFNR/LSZH), 8 fiber PmP 2.0 mm | CommScope® | Propel ¦ SYSTIMAX ULL |  | Ruggedized fanout
UNVQXLUTU |  | Base Product | Ultra Low Loss ULL OM5 MPO8 UPC pinned to LC/UPC Uniboot Ruggedized fanout Cable, 64-Fiber, Dual Rated (OFNR/LSZH), 8 fiber PmP 2.0 mm | CommScope® | Propel ¦ SYSTIMAX ULL |  | Ruggedized fanout
UNGQPLUTU |  | Base Product | Singlemode MPO8 APC non-pinned to LC/UPC Uniboot Ruggedized fanout Cable, 64-Fiber, Dual Rated (OFNR/LSZH), 8 fiber PmP 2.0 mm | CommScope® | Propel ¦ SYSTIMAX ULL |  | Ruggedized fanout
ULVQXLUTK |  | Base Product | Ultra Low Loss ULL OM5 MPO8 UPC pinned to LC/UPC Uniboot Ruggedized fanout Cable, 72-Fiber, Plenum, 8 fiber PmP 2.0 mm | CommScope® | Propel ¦ SYSTIMAX ULL |  | Ruggedized fanout
U4VQVLUTS |  | Base Product | Ultra Low Loss ULL OM5 MPO8 APC non-pinned to LC/UPC Uniboot Ruggedized fanout Cable, 32-Fiber, LSZH, 8 fiber PmP 2.0 mm /B2ca | CommScope® | Propel ¦ SYSTIMAX ULL |  | Ruggedized fanout
U4XQXLUTM |  | Base Product | Ultra Low Loss ULL OM4 MPO8 UPC pinned to LC/UPC Uniboot Ruggedized fanout Cable, 144-Fiber, LSZH, 8 fiber PmP 2.0 mm /B2ca | CommScope® | Propel ¦ SYSTIMAX ULL |  | Ruggedized fanout
ULVQXLUTL |  | Base Product | Ultra Low Loss ULL OM5 MPO8 UPC pinned to LC/UPC Uniboot Ruggedized fanout Cable, 96-Fiber, Plenum, 8 fiber PmP 2.0 mm | CommScope® | Propel ¦ SYSTIMAX ULL |  | Ruggedized fanout
U4XQXLUTN |  | Base Product | Ultra Low Loss ULL OM4 MPO8 UPC pinned to LC/UPC Uniboot Ruggedized fanout Cable, 192-Fiber, LSZH, 8 fiber PmP 2.0 mm /B2ca | CommScope® | Propel ¦ SYSTIMAX ULL |  | Ruggedized fanout
UNGQXLUTF |  | Base Product | Singlemode MPO8 APC pinned to LC/UPC Uniboot Ruggedized fanout Cable, 24-Fiber, Dual Rated (OFNR/LSZH), 8 fiber PmP 2.0 mm | CommScope® | Propel ¦ SYSTIMAX ULL |  | Ruggedized fanout
UNGQXLUTH |  | Base Product | Singlemode MPO8 APC pinned to LC/UPC Uniboot Ruggedized fanout Cable, 48-Fiber, Dual Rated (OFNR/LSZH), 8 fiber PmP 2.0 mm | CommScope® | Propel ¦ SYSTIMAX ULL |  | Ruggedized fanout
UNVQZLUTH |  | Base Product | Ultra Low Loss ULL OM5 MPO8 APC pinned to LC/UPC Uniboot Ruggedized fanout Cable, 48-Fiber, Dual Rated (OFNR/LSZH), 8 fiber PmP 2.0 mm | CommScope® | Propel ¦ SYSTIMAX ULL |  | Ruggedized fanout
U4VQXLUTF |  | Base Product | Ultra Low Loss ULL OM5 MPO8 UPC pinned to LC/UPC Uniboot Ruggedized fanout Cable, 24-Fiber, LSZH, 8 fiber PmP 2.0 mm /B2ca | CommScope® | Propel ¦ SYSTIMAX ULL |  | Ruggedized fanout
UNXQZLUTL |  | Base Product | Ultra Low Loss ULL OM4 MPO8 APC pinned to LC/UPC Uniboot Ruggedized fanout Cable, 96-Fiber, Dual Rated (OFNR/LSZH), 8 fiber PmP 2.0 mm | CommScope® | Propel ¦ SYSTIMAX ULL |  | Ruggedized fanout
UNGQXLUTK |  | Base Product | Singlemode MPO8 APC pinned to LC/UPC Uniboot Ruggedized fanout Cable, 72-Fiber, Dual Rated (OFNR/LSZH), 8 fiber PmP 2.0 mm | CommScope® | Propel ¦ SYSTIMAX ULL |  | Ruggedized fanout
ULGQPLUT8 |  | Base Product | Singlemode MPO8 APC non-pinned to LC/UPC Uniboot Ruggedized fanout Cable, 8-Fiber, Plenum, 8 fiber PmP 2.0 mm | CommScope® | Propel ¦ SYSTIMAX ULL |  | Ruggedized fanout
UNVQZLUTK |  | Base Product | Ultra Low Loss ULL OM5 MPO8 APC pinned to LC/UPC Uniboot Ruggedized fanout Cable, 72-Fiber, Dual Rated (OFNR/LSZH), 8 fiber PmP 2.0 mm | CommScope® | Propel ¦ SYSTIMAX ULL |  | Ruggedized fanout
UNXQZLUTR |  | Base Product | Ultra Low Loss ULL OM4 MPO8 APC pinned to LC/UPC Uniboot Ruggedized fanout Cable, 16-Fiber, Dual Rated (OFNR/LSZH), 8 fiber PmP 2.0 mm | CommScope® | Propel ¦ SYSTIMAX ULL |  | Ruggedized fanout
ULGQPLUTF |  | Base Product | Singlemode MPO8 APC non-pinned to LC/UPC Uniboot Ruggedized fanout Cable, 24-Fiber, Plenum, 8 fiber PmP 2.0 mm | CommScope® | Propel ¦ SYSTIMAX ULL |  | Ruggedized fanout
UNXQXLUTS |  | Base Product | Ultra Low Loss ULL OM4 MPO8 UPC pinned to LC/UPC Uniboot Ruggedized fanout Cable, 32-Fiber, Dual Rated (OFNR/LSZH), 8 fiber PmP 2.0 mm | CommScope® | Propel ¦ SYSTIMAX ULL |  | Ruggedized fanout
ULVQXLUTR |  | Base Product | Ultra Low Loss ULL OM5 MPO8 UPC pinned to LC/UPC Uniboot Ruggedized fanout Cable, 16-Fiber, Plenum, 8 fiber PmP 2.0 mm | CommScope® | Propel ¦ SYSTIMAX ULL |  | Ruggedized fanout
UNXQZLUTH |  | Base Product | Ultra Low Loss ULL OM4 MPO8 APC pinned to LC/UPC Uniboot Ruggedized fanout Cable, 48-Fiber, Dual Rated (OFNR/LSZH), 8 fiber PmP 2.0 mm | CommScope® | Propel ¦ SYSTIMAX ULL |  | Ruggedized fanout
ULGMXLCAK |  | Base Product | Ultra Low Loss ULL TeraSPEED® MPO(Pinned) to LC/UPC Ruggedized fanout Cable, 72-Fiber, Plenum, 12 fiber | CommScope® | SYSTIMAX ULL |  | Ruggedized fanout
FRWMPMPHF |  | Base Product | Singlemode, MPO/12(Unpinned) to MPO/12(Unpinned), InstaPATCH® 360 Array Cord, 24-Fiber, LSZH & OFNR | CommScope® | SYSTIMAX ULL |  | Fiber array cable assembly
CJXMPMPAD |  | Base Product | Ultra Low Loss (ULL) Method C, OM4 MPO12 (Unpinned) to MPO12 (Unpinned), Fiber Trunk Cable Assembly, 12-Fiber, Low Smoke Zero Halogen (LSZH) | CommScope® | SYSTIMAX ULL |  | Fiber trunk cable assembly
6536880 |  | Base Product | Fiber Optic Pigtail, Singlemode, LC/UPC to Stub, 0.9 mm Semi-Tight, white | CommScope® |  |  | Fiber pigtail ¦ unjacketed
UHVMPMPAH |  | Base Product | Ultra Low Loss (ULL) LazrSPEED® 550 OM5 MPO12(Unpinned) to MPO12(Unpinned), Armored Pre-terminated Trunk Cable, 48-Fiber, Plenum | CommScope® | SYSTIMAX ULL |  | Fiber trunk cable assembly |  | Discontinued
UHVMPMPAL |  | Base Product | Ultra Low Loss (ULL) LazrSPEED® 550 OM5 MPO12(Unpinned) to MPO12(Unpinned), Armored Pre-terminated Trunk Cable, 96-Fiber, Plenum | CommScope® | SYSTIMAX ULL |  | Fiber trunk cable assembly |  | Discontinued
UNXQXQXBF |  | Base Product | Ultra Low Loss (ULL) OM4 MPO8 (Pinned) to MPO8 (Pinned), Ruggedized fanout Cable, 24-Fiber, Low Smoke Zero Halogen (LSZH) | CommScope® | SYSTIMAX ULL |  | Ruggedized fanout
ULGQXQXBF |  | Base Product | Ultra Low Loss (ULL) Singlemode MPO8 (Pinned) to MPO8 (Pinned), Ruggedized fanout Cable, 24-Fiber, Plenum | CommScope® | SYSTIMAX ULL |  | Ruggedized fanout
UGGQXQXBP |  | Base Product | Ultra Low Loss (ULL) Singlemode MPO8 QSFP (Pinned) to MPO8 QSFP (Pinned), Fiber Trunk Cable Assembly, 288-Fiber, Plenum | CommScope® | SYSTIMAX ULL |  | Fiber trunk cable assembly
CYCCG | IP6ASD-24RUTP-O2H-O2H | Base Product | InstaPATCH® Cu GigaSPEED X10D® U/UTP SD Riser Preterminated Copper Cable, dual row high density outlet to dual row standard density outlet, 24 links | CommScope® | GigaSPEED X10D® ¦ InstaPATCH® Cu |  | Copper trunk cable assembly
UJG2XMERX |  | Base Product | Ultra Low Loss (ULL) Singlemode MPO24 (pinned) to MPO12 (Unpinned) Pre-terminated Trunk Cable, 864-Fiber, 12-Fiber Rollable Ribbon Central Tube, Low Smoke Zero Halogen (LSZH)/Riser | CommScope® | SYSTIMAX ULL |  | Fiber trunk cable assembly
UJG2XMERY |  | Base Product | Ultra Low Loss (ULL) Singlemode MPO24 (pinned) to MPO12 (Unpinned) Pre-terminated Trunk Cable, 1728-Fiber, 12-Fiber Rollable Ribbon Central Tube, Low Smoke Zero Halogen (LSZH)/Riser | CommScope® | SYSTIMAX ULL |  | Fiber trunk cable assembly
UJG2XMESY |  | Base Product | Ultra Low Loss (ULL) Singlemode MPO24 (pinned) to MPO12 (Unpinned) Pre-terminated Trunk Cable, 1728-Fiber, 12-Fiber Rollable Ribbon Indoor/Outdoor Central Tube, Low Smoke Zero Halogen (LSZH)/Riser | CommScope® | SYSTIMAX ULL |  | Fiber trunk cable assembly
URGQPBPF8 |  | Base Product | Ultra Low Loss (ULL) Singlemode, 1X2, MPO8 (Non-Pinned) to MPO4 (Non-Pinned), 4-Fiber, Conversion Array, Dual Rated (OFNR/LSZH) | CommScope® | Propel ¦ SYSTIMAX ULL |  | Fiber conversion array cable assembly
UHGMXMXCM |  | Base Product | Singlemode MPO12 APC (pinned) to MPO12 APC (pinned) Fiber Trunk Cable Assembly, 144-Fiber, Armored Indoor Plenum | CommScope® | Propel ¦ SYSTIMAX ULL |  | Fiber trunk cable assembly
UHXMXMXCM |  | Base Product | Ultra Low Loss (ULL) OM4 MPO12 UPC (pinned) to MPO12 UPC (pinned) Fiber Trunk Cable Assembly, 144-Fiber, Armored Indoor Plenum | CommScope® | Propel ¦ SYSTIMAX ULL |  | Fiber trunk cable assembly
AQGQPLCJ8 |  | Base Product | Ultra Low Loss Singlemode MPO8 Unpinned to LC/UPC 8-Fiber Plenum Array Cord | CommScope® | SYSTIMAX ULL |  | Fiber array cable assembly
AQG2PMPHF |  | Base Product | Ultra Low Loss (ULL) Singlemode, MPO/24(Unpinned) to MPO/12(Unpinned), 24-Fiber, Plenum, Array Cord | CommScope® | SYSTIMAX ULL |  | Fiber array cable assembly
UGXMXUCDH |  | Base Product | Ultra Low Loss (ULL) OM4 MPO12 (Pinned) to Unconnectorized, Fiber Trunk Cable Assembly, 48-Fiber, Plenum | CommScope® | SYSTIMAX ULL |  | Fiber trunk cable assembly
ARGMXCSGD |  | Base Product | Singlemode MPO12 (pinned) to CS/UPC 12-Fiber Low Smoke Zero Halogen Array Cord | CommScope® |  |  | Fiber array cable assembly
FJWMPUCAD |  | Base Product | Singlemode MPO (Non-Pinned) to Unconnectorized InstaPATCH® 360 Pre-terminated Trunk Cable, 12-Fiber, Low Smoke Zero Halogen | CommScope® | SYSTIMAX InstaPATCH® 360 |  | Fiber trunk cable assembly
UJXMXUCDH |  | Base Product | Ultra Low Loss ULL LazrSPEED® 550 MPO(Pinned) to Unconnectorized Pre-terminated Trunk Cable, MPO12, 48-Fiber, LSZH Indoor/Outdoor, 12 fiber PmP | CommScope® | SYSTIMAX ULL |  | Fiber trunk cable assembly
1091L |  | Base Product | GigaSPEED X10D® 1091B ETL Verified Category 6A U/UTP Cable | SYSTIMAX® | GigaSPEED X10D® |  | Twisted pair cable
UJGMXUCSH |  | Base Product | Ultra Low Loss Singlemode MPO12 Pinned to Unconnectorized 48-Fiber Pre-terminated Trunk Cable, Rollable Ribbon Indoor/Outdoor Central Tube, Low Smoke Zero Halogen/Riser | CommScope® | SYSTIMAX ULL |  | Fiber trunk cable assembly
AQGMPLCGD |  | Base Product | Ultra Low Loss (ULL) Singlemode MPO12 (Unpinned) to LC/UPC, Fiber Extension Cable Assembly, 12-Fiber, Plenum | CommScope® | SYSTIMAX ULL |  | Fiber array cable assembly
UNX2XLCBH |  | Base Product | Ultra Low Loss ULL LazrSPEED® 550 MPO24(Pinned) to LC/UPC Ruggedized fanout Cable, 48-Fiber, LSZH, 24 fiber PmP 3.0mm Dca | CommScope® | SYSTIMAX ULL |  | Ruggedized fanout
UQXQVBVF8 |  | Base Product | Ultra Low Loss (ULL) OM4, 1X2, MPO8 Multimode APC (Non-Pinned) to MPO4 Multimode APC (Non-Pinned), 8-Fiber, Conversion Array, Plenum | CommScope® | Propel ¦ SYSTIMAX ULL |  | Fiber conversion array cable assembly
URXQVBVF8 |  | Base Product | Ultra Low Loss (ULL) OM4, 1X2, MPO8 Multimode APC (Non-Pinned) to MPO4 Multimode APC (Non-Pinned), 8-Fiber, Conversion Array, Dual Rated (OFNR/LSZH) | CommScope® | Propel ¦ SYSTIMAX ULL |  | Fiber conversion array cable assembly
URXMTMTGD |  | Base Product | Ultra Low Loss (ULL) OM4 MPO12 (Pinned) Polarity and Gender Changeable, Fiber Extension Cable Assembly, 12-Fiber, Low Smoke Zero Halogen | CommScope® | SYSTIMAX ULL |  | Fiber array cable assembly
UNGECLGCK |  | Base Product | Ultra Low Loss ULL TeraSPEED® LSH to LC/APC Grade B, Ruggedized fanout Cable, 72-Fiber, LSZH, 12 fiber PmP 2.0 mm Dca | CommScope® | SYSTIMAX ULL |  | Ruggedized fanout
AQGQPQPJ8 |  | Base Product | Ultra Low Loss (ULL) TeraSpeed® MPO/8 (Unpinned) to MPO/8 (Unpinned), 8-Fiber, Plenum | CommScope® | SYSTIMAX ULL |  | Fiber array cable assembly
UKVMXMXCP |  | Base Product | Ultra Low Loss (ULL) OM5 MPO12 UPC (pinned) to MPO12 UPC (pinned) Fiber Trunk Cable Assembly, 288-Fiber, Armored Indoor Dual Rated (OFNR/LSZH) | CommScope® | Propel ¦ SYSTIMAX ULL |  | Fiber trunk cable assembly
UKVQZQZTK |  | Base Product | Ultra Low Loss (ULL) OM5 MPO8 APC (pinned) to MPO8 APC (pinned) Fiber Trunk Cable Assembly, 72-Fiber, Armored Indoor Dual Rated (OFNR/LSZH) | CommScope® | Propel ¦ SYSTIMAX ULL |  | Fiber trunk cable assembly
UKVMXUCCG |  | Base Product | Ultra Low Loss (ULL) OM5 MPO12 UPC (pinned) to Unconnectorized Fiber Trunk Cable Assembly, 36-Fiber, Armored Indoor Dual Rated (OFNR/LSZH) | CommScope® | Propel ¦ SYSTIMAX ULL |  | Fiber trunk cable assembly
UHGMXMXCH |  | Base Product | Singlemode MPO12 APC (pinned) to MPO12 APC (pinned) Fiber Trunk Cable Assembly, 48-Fiber, Armored Indoor Plenum | CommScope® | Propel ¦ SYSTIMAX ULL |  | Fiber trunk cable assembly
UKVQZQZTM |  | Base Product | Ultra Low Loss (ULL) OM5 MPO8 APC (pinned) to MPO8 APC (pinned) Fiber Trunk Cable Assembly, 144-Fiber, Armored Indoor Dual Rated (OFNR/LSZH) | CommScope® | Propel ¦ SYSTIMAX ULL |  | Fiber trunk cable assembly
UHGMXMXCK |  | Base Product | Singlemode MPO12 APC (pinned) to MPO12 APC (pinned) Fiber Trunk Cable Assembly, 72-Fiber, Armored Indoor Plenum | CommScope® | Propel ¦ SYSTIMAX ULL |  | Fiber trunk cable assembly
UHXRZUC8R |  | Base Product | Ultra Low Loss (ULL) OM4 MPO16 APC (pinned) to Unconnectorized, Fiber Trunk Cable Assembly, 16-Fiber, Armored Indoor Plenum | CommScope® | Propel ¦ SYSTIMAX ULL |  | Fiber trunk cable assembly
UKVMXUCCH |  | Base Product | Ultra Low Loss (ULL) OM5 MPO12 UPC (pinned) to Unconnectorized Fiber Trunk Cable Assembly, 48-Fiber, Armored Indoor Dual Rated (OFNR/LSZH) | CommScope® | Propel ¦ SYSTIMAX ULL |  | Fiber trunk cable assembly
UHXRZUC8S |  | Base Product | Ultra Low Loss (ULL) OM4 MPO16 APC (pinned) to Unconnectorized, Fiber Trunk Cable Assembly, 32-Fiber, Armored Indoor Plenum | CommScope® | Propel ¦ SYSTIMAX ULL |  | Fiber trunk cable assembly
UHGMXMXCL |  | Base Product | Singlemode MPO12 APC (pinned) to MPO12 APC (pinned) Fiber Trunk Cable Assembly, 96-Fiber, Armored Indoor Plenum | CommScope® | Propel ¦ SYSTIMAX ULL |  | Fiber trunk cable assembly
UHXRZUC8U |  | Base Product | Ultra Low Loss (ULL) OM4 MPO16 APC (pinned) to Unconnectorized, Fiber Trunk Cable Assembly, 64-Fiber, Armored Indoor Plenum | CommScope® | Propel ¦ SYSTIMAX ULL |  | Fiber trunk cable assembly
UKXMXMXCG |  | Base Product | Ultra Low Loss (ULL) OM4 MPO12 UPC (pinned) to MPO12 UPC (pinned) Fiber Trunk Cable Assembly, 36-Fiber, Armored Indoor Low Smoke Zero Halogen (LSZH) | CommScope® | Propel ¦ SYSTIMAX ULL |  | Fiber trunk cable assembly
UKGMXMXCD |  | Base Product | Singlemode MPO12 APC (pinned) to MPO12 APC (pinned) Fiber Trunk Cable Assembly, 12-Fiber, Armored Indoor Dual Rated (OFNR/LSZH) | CommScope® | Propel ¦ SYSTIMAX ULL |  | Fiber trunk cable assembly
UKXMXMXCH |  | Base Product | Ultra Low Loss (ULL) OM4 MPO12 UPC (pinned) to MPO12 UPC (pinned) Fiber Trunk Cable Assembly, 48-Fiber, Armored Indoor Low Smoke Zero Halogen (LSZH) | CommScope® | Propel ¦ SYSTIMAX ULL |  | Fiber trunk cable assembly
UKGMXMXCF |  | Base Product | Singlemode MPO12 APC (pinned) to MPO12 APC (pinned) Fiber Trunk Cable Assembly, 24-Fiber, Armored Indoor Dual Rated (OFNR/LSZH) | CommScope® | Propel ¦ SYSTIMAX ULL |  | Fiber trunk cable assembly
UKVQZQZTU |  | Base Product | Ultra Low Loss (ULL) OM5 MPO8 APC (pinned) to MPO8 APC (pinned) Fiber Trunk Cable Assembly, 64-Fiber, Armored Indoor Dual Rated (OFNR/LSZH) | CommScope® | Propel ¦ SYSTIMAX ULL |  | Fiber trunk cable assembly
UKXMXMXCL |  | Base Product | Ultra Low Loss (ULL) OM4 MPO12 UPC (pinned) to MPO12 UPC (pinned) Fiber Trunk Cable Assembly, 96-Fiber, Armored Indoor Low Smoke Zero Halogen (LSZH) | CommScope® | Propel ¦ SYSTIMAX ULL |  | Fiber trunk cable assembly
UKVMXUCCN |  | Base Product | Ultra Low Loss (ULL) OM5 MPO12 UPC (pinned) to Unconnectorized Fiber Trunk Cable Assembly, 192-Fiber, Armored Indoor Dual Rated (OFNR/LSZH) | CommScope® | Propel ¦ SYSTIMAX ULL |  | Fiber trunk cable assembly
UKGMXMXCG |  | Base Product | Singlemode MPO12 APC (pinned) to MPO12 APC (pinned) Fiber Trunk Cable Assembly, 36-Fiber, Armored Indoor Dual Rated (OFNR/LSZH) | CommScope® | Propel ¦ SYSTIMAX ULL |  | Fiber trunk cable assembly
UKXMXMXCM |  | Base Product | Ultra Low Loss (ULL) OM4 MPO12 UPC (pinned) to MPO12 UPC (pinned) Fiber Trunk Cable Assembly, 144-Fiber, Armored Indoor Low Smoke Zero Halogen (LSZH) | CommScope® | Propel ¦ SYSTIMAX ULL |  | Fiber trunk cable assembly
UKVMXUCCP |  | Base Product | Ultra Low Loss (ULL) OM5 MPO12 UPC (pinned) to Unconnectorized Fiber Trunk Cable Assembly, 288-Fiber, Armored Indoor Dual Rated (OFNR/LSZH) | CommScope® | Propel ¦ SYSTIMAX ULL |  | Fiber trunk cable assembly
UKGMXMXCH |  | Base Product | Singlemode MPO12 APC (pinned) to MPO12 APC (pinned) Fiber Trunk Cable Assembly, 48-Fiber, Armored Indoor Dual Rated (OFNR/LSZH) | CommScope® | Propel ¦ SYSTIMAX ULL |  | Fiber trunk cable assembly
UKVQXQXT8 |  | Base Product | Ultra Low Loss (ULL) OM5 MPO8 UPC (pinned) to MPO8 UPC (pinned) Fiber Trunk Cable Assembly, 8-Fiber, Armored Indoor Dual Rated (OFNR/LSZH) | CommScope® | Propel ¦ SYSTIMAX ULL |  | Fiber trunk cable assembly
UHGQXUCTM |  | Base Product | Singlemode MPO8 APC (pinned) to Unconnectorized Fiber Trunk Cable Assembly, 144-Fiber, Armored Indoor Plenum | CommScope® | Propel ¦ SYSTIMAX ULL |  | Fiber trunk cable assembly
UHGMXMXCN |  | Base Product | Singlemode MPO12 APC (pinned) to MPO12 APC (pinned) Fiber Trunk Cable Assembly, 192-Fiber, Armored Indoor Plenum | CommScope® | Propel ¦ SYSTIMAX ULL |  | Fiber trunk cable assembly
UKGMXMXCL |  | Base Product | Singlemode MPO12 APC (pinned) to MPO12 APC (pinned) Fiber Trunk Cable Assembly, 96-Fiber, Armored Indoor Dual Rated (OFNR/LSZH) | CommScope® | Propel ¦ SYSTIMAX ULL |  | Fiber trunk cable assembly
UKVQZUCTH |  | Base Product | Ultra Low Loss (ULL) OM5 MPO8 APC (pinned) to Unconnectorized Fiber Trunk Cable Assembly, 48-Fiber, Armored Indoor Dual Rated (OFNR/LSZH) | CommScope® | Propel ¦ SYSTIMAX ULL |  | Fiber trunk cable assembly
UHXMXMXCK |  | Base Product | Ultra Low Loss (ULL) OM4 MPO12 UPC (pinned) to MPO12 UPC (pinned) Fiber Trunk Cable Assembly, 72-Fiber, Armored Indoor Plenum | CommScope® | Propel ¦ SYSTIMAX ULL |  | Fiber trunk cable assembly
UHGMXMXCP |  | Base Product | Singlemode MPO12 APC (pinned) to MPO12 APC (pinned) Fiber Trunk Cable Assembly, 288-Fiber, Armored Indoor Plenum | CommScope® | Propel ¦ SYSTIMAX ULL |  | Fiber trunk cable assembly
UKXMXUCCD |  | Base Product | Ultra Low Loss (ULL) OM4 MPO12 UPC (pinned) to Unconnectorized Fiber Trunk Cable Assembly, 12-Fiber, Armored Indoor Dual Rated (OFNR/LSZH) | CommScope® | Propel ¦ SYSTIMAX ULL |  | Fiber trunk cable assembly
UKVQXQXTF |  | Base Product | Ultra Low Loss (ULL) OM5 MPO8 UPC (pinned) to MPO8 UPC (pinned) Fiber Trunk Cable Assembly, 24-Fiber, Armored Indoor Dual Rated (OFNR/LSZH) | CommScope® | Propel ¦ SYSTIMAX ULL |  | Fiber trunk cable assembly
UHGQXUCTR |  | Base Product | Singlemode MPO8 APC (pinned) to Unconnectorized Fiber Trunk Cable Assembly, 16-Fiber, Armored Indoor Plenum | CommScope® | Propel ¦ SYSTIMAX ULL |  | Fiber trunk cable assembly
UKGMXMXCM |  | Base Product | Singlemode MPO12 APC (pinned) to MPO12 APC (pinned) Fiber Trunk Cable Assembly, 144-Fiber, Armored Indoor Dual Rated (OFNR/LSZH) | CommScope® | Propel ¦ SYSTIMAX ULL |  | Fiber trunk cable assembly
UKXMXUCCF |  | Base Product | Ultra Low Loss (ULL) OM4 MPO12 UPC (pinned) to Unconnectorized Fiber Trunk Cable Assembly, 24-Fiber, Armored Indoor Dual Rated (OFNR/LSZH) | CommScope® | Propel ¦ SYSTIMAX ULL |  | Fiber trunk cable assembly
UHVQZQZTU |  | Base Product | Ultra Low Loss (ULL) OM5 MPO8 APC (pinned) to MPO8 APC (pinned) Fiber Trunk Cable Assembly, 64-Fiber, Armored Indoor Plenum | CommScope® | Propel ¦ SYSTIMAX ULL |  | Fiber trunk cable assembly
UHGMXUCCF |  | Base Product | Singlemode MPO12 APC (pinned) to Unconnectorized Fiber Trunk Cable Assembly, 24-Fiber, Armored Indoor Plenum | CommScope® | Propel ¦ SYSTIMAX ULL |  | Fiber trunk cable assembly
UKVQZUCTL |  | Base Product | Ultra Low Loss (ULL) OM5 MPO8 APC (pinned) to Unconnectorized Fiber Trunk Cable Assembly, 96-Fiber, Armored Indoor Dual Rated (OFNR/LSZH) | CommScope® | Propel ¦ SYSTIMAX ULL |  | Fiber trunk cable assembly
UHGQXUCTS |  | Base Product | Singlemode MPO8 APC (pinned) to Unconnectorized Fiber Trunk Cable Assembly, 32-Fiber, Armored Indoor Plenum | CommScope® | Propel ¦ SYSTIMAX ULL |  | Fiber trunk cable assembly
UKGQXUCTF |  | Base Product | Singlemode MPO8 APC (pinned) to Unconnectorized Fiber Trunk Cable Assembly, 24-Fiber, Armored Indoor Dual Rated (OFNR/LSZH) | CommScope® | Propel ¦ SYSTIMAX ULL |  | Fiber trunk cable assembly
UKGMXMXCP |  | Base Product | Singlemode MPO12 APC (pinned) to MPO12 APC (pinned)) Fiber Trunk Cable Assembly, 288-Fiber, Armored Indoor Dual Rated (OFNR/LSZH) | CommScope® | Propel ¦ SYSTIMAX ULL |  | Fiber trunk cable assembly
UKVQXQXTL |  | Base Product | Ultra Low Loss (ULL) OM5 MPO8 UPC (pinned) to MPO8 UPC (pinned) Fiber Trunk Cable Assembly, 96-Fiber, Armored Indoor Dual Rated (OFNR/LSZH) | CommScope® | Propel ¦ SYSTIMAX ULL |  | Fiber trunk cable assembly
UKGMXUCCD |  | Base Product | Singlemode MPO12 APC (pinned)to Unconnectorized Fiber Trunk Cable Assembly, 12-Fiber, Armored Indoor Dual Rated (OFNR/LSZH) | CommScope® | Propel ¦ SYSTIMAX ULL |  | Fiber trunk cable assembly
UHGRZRZ8H |  | Base Product | Singlemode MPO16 APC (pinned) to MPO16 APC (pinned), Fiber Trunk Cable Assembly, 48-Fiber, Armored Indoor Plenum | CommScope® | Propel ¦ SYSTIMAX ULL |  | Fiber trunk cable assembly
UHVQZUCTH |  | Base Product | Ultra Low Loss (ULL) OM5 MPO8 APC (pinned) to Unconnectorized Fiber Trunk Cable Assembly, 48-Fiber, Armored Indoor Plenum | CommScope® | Propel ¦ SYSTIMAX ULL |  | Fiber trunk cable assembly
UKVQZUCTR |  | Base Product | Ultra Low Loss (ULL) OM5 MPO8 APC (pinned) to Unconnectorized Fiber Trunk Cable Assembly, 16-Fiber, Armored Indoor Dual Rated (OFNR/LSZH) | CommScope® | Propel ¦ SYSTIMAX ULL |  | Fiber trunk cable assembly
UKVQXQXTM |  | Base Product | Ultra Low Loss (ULL) OM5 MPO8 UPC (pinned) to MPO8 UPC (pinned) Fiber Trunk Cable Assembly, 144-Fiber, Armored Indoor Dual Rated (OFNR/LSZH) | CommScope® | Propel ¦ SYSTIMAX ULL |  | Fiber trunk cable assembly
UHGMXUCCK |  | Base Product | Singlemode MPO12 APC (pinned) to Unconnectorized Fiber Trunk Cable Assembly, 72-Fiber, Armored Indoor Plenum | CommScope® | Propel ¦ SYSTIMAX ULL |  | Fiber trunk cable assembly
UHVMXUCCH |  | Base Product | Ultra Low Loss (ULL) OM5 MPO12 UPC (pinned) to Unconnectorized Fiber Trunk Cable Assembly, 48-Fiber, Armored Indoor Plenum | CommScope® | Propel ¦ SYSTIMAX ULL |  | Fiber trunk cable assembly
UHXQXUCTU |  | Base Product | Ultra Low Loss (ULL) OM4 MPO8 UPC (pinned) to Unconnectorized Fiber Trunk Cable Assembly, 48-Fiber, Armored Indoor Plenum | CommScope® | Propel ¦ SYSTIMAX ULL |  | Fiber trunk cable assembly
UHVMXUCCK |  | Base Product | Ultra Low Loss (ULL) OM5 MPO12 UPC (pinned) to Unconnectorized Fiber Trunk Cable Assembly, 72-Fiber, Armored Indoor Plenum | CommScope® | Propel ¦ SYSTIMAX ULL |  | Fiber trunk cable assembly
UHXQZQZT8 |  | Base Product | Ultra Low Loss (ULL) OM4 MPO8 APC (pinned) to MPO8 APC (pinned) Fiber Trunk Cable Assembly, 8-Fiber, Armored Indoor Plenum | CommScope® | Propel ¦ SYSTIMAX ULL |  | Fiber trunk cable assembly
UHVQZUCTK |  | Base Product | Ultra Low Loss (ULL) OM5 MPO8 APC (pinned) to Unconnectorized Fiber Trunk Cable Assembly, 72-Fiber, Armored Indoor Plenum | CommScope® | Propel ¦ SYSTIMAX ULL |  | Fiber trunk cable assembly
UKXMXUCCM |  | Base Product | Ultra Low Loss (ULL) OM4 MPO12 UPC (pinned) to Unconnectorized Fiber Trunk Cable Assembly, 144-Fiber, Armored Indoor Dual Rated (OFNR/LSZH) | CommScope® | Propel ¦ SYSTIMAX ULL |  | Fiber trunk cable assembly
UKXQXUCTN |  | Base Product | Ultra Low Loss (ULL) OM4 MPO8 UPC (pinned) to Unconnectorized Fiber Trunk Cable Assembly, 192-Fiber, Armored Indoor Dual Rated (OFNR/LSZH) | CommScope® | Propel ¦ SYSTIMAX ULL |  | Fiber trunk cable assembly
UKVQXQXTN |  | Base Product | Ultra Low Loss (ULL) OM5 MPO8 UPC (pinned) to MPO8 UPC (pinned) Fiber Trunk Cable Assembly, 192-Fiber, Armored Indoor Dual Rated (OFNR/LSZH) | CommScope® | Propel ¦ SYSTIMAX ULL |  | Fiber trunk cable assembly
UHVQZUCTL |  | Base Product | Ultra Low Loss (ULL) OM5 MPO8 APC (pinned) to Unconnectorized Fiber Trunk Cable Assembly, 96-Fiber, Armored Indoor Plenum | CommScope® | Propel ¦ SYSTIMAX ULL |  | Fiber trunk cable assembly
UHXMXUCCG |  | Base Product | Ultra Low Loss (ULL) OM4 MPO12 UPC (pinned) to Unconnectorized Fiber Trunk Cable Assembly, 36-Fiber, Armored Indoor Plenum | CommScope® | Propel ¦ SYSTIMAX ULL |  | Fiber trunk cable assembly
UHXQZQZTF |  | Base Product | Ultra Low Loss (ULL) OM4 MPO8 APC (pinned) to MPO8 APC (pinned) Fiber Trunk Cable Assembly, 24-Fiber, Armored Indoor Plenum | CommScope® | Propel ¦ SYSTIMAX ULL |  | Fiber trunk cable assembly
UKGMXUCCH |  | Base Product | Singlemode MPO12 APC (pinned) to Unconnectorized Fiber Trunk Cable Assembly, 48-Fiber, Armored Indoor Dual Rated (OFNR/LSZH) | CommScope® | Propel ¦ SYSTIMAX ULL |  | Fiber trunk cable assembly
UKXQXUCTR |  | Base Product | Ultra Low Loss (ULL) OM4 MPO8 UPC (pinned) to Unconnectorized Fiber Trunk Cable Assembly,16-Fiber, Armored Indoor Dual Rated (OFNR/LSZH) | CommScope® | Propel ¦ SYSTIMAX ULL |  | Fiber trunk cable assembly
UKXMXUCCN |  | Base Product | Ultra Low Loss (ULL) OM4 MPO12 UPC (pinned) to Unconnectorized Fiber Trunk Cable Assembly, 192-Fiber, Armored Indoor Dual Rated (OFNR/LSZH) | CommScope® | Propel ¦ SYSTIMAX ULL |  | Fiber trunk cable assembly
UKVQZUCTS |  | Base Product | Ultra Low Loss (ULL) OM5 MPO8 APC (pinned) to Unconnectorized Fiber Trunk Cable Assembly, 32-Fiber, Armored Indoor Dual Rated (OFNR/LSZH) | CommScope® | Propel ¦ SYSTIMAX ULL |  | Fiber trunk cable assembly
UHVQZUCTM |  | Base Product | Ultra Low Loss (ULL) OM5 MPO8 APC (pinned) to Unconnectorized Fiber Trunk Cable Assembly, 144-Fiber, Armored Indoor Plenum | CommScope® | Propel ¦ SYSTIMAX ULL |  | Fiber trunk cable assembly
UKVQXQXTR |  | Base Product | Ultra Low Loss (ULL) OM5 MPO8 UPC (pinned) to MPO8 UPC (pinned) Fiber Trunk Cable Assembly, 16-Fiber, Armored Indoor Dual Rated (OFNR/LSZH) | CommScope® | Propel ¦ SYSTIMAX ULL |  | Fiber trunk cable assembly
UHXMXUCCH |  | Base Product | Ultra Low Loss (ULL) OM4 MPO12 UPC (pinned) to Unconnectorized Fiber Trunk Cable Assembly, 48-Fiber, Armored Indoor Plenum | CommScope® | Propel ¦ SYSTIMAX ULL |  | Fiber trunk cable assembly
UKVQXQXTS |  | Base Product | Ultra Low Loss (ULL) OM5 MPO8 UPC (pinned) to MPO8 UPC (pinned) Fiber Trunk Cable Assembly, 32-Fiber, Armored Indoor Dual Rated (OFNR/LSZH) | CommScope® | Propel ¦ SYSTIMAX ULL |  | Fiber trunk cable assembly
UHGMXUCCP |  | Base Product | Singlemode MPO12 APC (pinned) to Unconnectorized Fiber Trunk Cable Assembly, 288-Fiber, Armored Indoor Plenum | CommScope® | Propel ¦ SYSTIMAX ULL |  | Fiber trunk cable assembly
UHVQZUCTN |  | Base Product | Ultra Low Loss (ULL) OM5 MPO8 APC (pinned) to Unconnectorized Fiber Trunk Cable Assembly, 192-Fiber, Armored Indoor Plenum | CommScope® | Propel ¦ SYSTIMAX ULL |  | Fiber trunk cable assembly
UHVMXUCCN |  | Base Product | Ultra Low Loss (ULL) OM5 MPO12 UPC (pinned) to Unconnectorized Fiber Trunk Cable Assembly, 192-Fiber, Armored Indoor Plenum | CommScope® | Propel ¦ SYSTIMAX ULL |  | Fiber trunk cable assembly
UKGQXUCTR |  | Base Product | Singlemode MPO8 APC (pinned) to Unconnectorized Fiber Trunk Cable Assembly, 16-Fiber, Armored Indoor Dual Rated (OFNR/LSZH) | CommScope® | Propel ¦ SYSTIMAX ULL |  | Fiber trunk cable assembly
UKXQXUCTU |  | Base Product | Ultra Low Loss (ULL) OM4 MPO8 UPC (pinned) to Unconnectorized Fiber Trunk Cable Assembly, 64-Fiber, Armored Indoor Dual Rated (OFNR/LSZH) | CommScope® | Propel ¦ SYSTIMAX ULL |  | Fiber trunk cable assembly
UHVMXUCCP |  | Base Product | Ultra Low Loss (ULL) OM5 MPO12 UPC (pinned) to Unconnectorized Fiber Trunk Cable Assembly, 12-Fiber, Armored Indoor Plenum | CommScope® | Propel ¦ SYSTIMAX ULL |  | Fiber trunk cable assembly
UHGQXQXTF |  | Base Product | Singlemode MPO8 APC (pinned) to MPO8 APC (pinned) Fiber Trunk Cable Assembly, 24-Fiber, Armored Indoor Plenum | CommScope® | Propel ¦ SYSTIMAX ULL |  | Fiber trunk cable assembly
UKVQXUCTF |  | Base Product | Ultra Low Loss (ULL) OM5 MPO8 UPC (pinned) to Unconnectorized Fiber Trunk Cable Assembly, 24-Fiber, Armored Indoor Dual Rated (OFNR/LSZH) | CommScope® | Propel ¦ SYSTIMAX ULL |  | Fiber trunk cable assembly
UHVQXQXT8 |  | Base Product | Ultra Low Loss (ULL) OM5 MPO8 UPC (pinned) to MPO8 UPC (pinned) Fiber Trunk Cable Assembly, 8-Fiber, Armored Indoor Plenum | CommScope® | Propel ¦ SYSTIMAX ULL |  | Fiber trunk cable assembly
UHGRZRZ8R |  | Base Product | Singlemode MPO16 APC (pinned) to MPO16 APC (pinned), Fiber Trunk Cable Assembly, 16-Fiber, Armored Indoor Plenum | CommScope® | Propel ¦ SYSTIMAX ULL |  | Fiber trunk cable assembly
UHXQZQZTL |  | Base Product | Ultra Low Loss (ULL) OM4 MPO8 APC (pinned) to MPO8 APC (pinned) Fiber Trunk Cable Assembly, 96-Fiber, Armored Indoor Plenum | CommScope® | Propel ¦ SYSTIMAX ULL |  | Fiber trunk cable assembly
UKXQZQZTF |  | Base Product | Ultra Low Loss (ULL) OM4 MPO8 APC (pinned) to MPO8 APC (pinned) Fiber Trunk Cable Assembly, 24-Fiber, Armored Indoor Dual Rated (OFNR/LSZH) | CommScope® | Propel ¦ SYSTIMAX ULL |  | Fiber trunk cable assembly
UHVQZUCTU |  | Base Product | Ultra Low Loss (ULL) OM5 MPO8 APC (pinned) to Unconnectorized Fiber Trunk Cable Assembly, 64-Fiber, Armored Indoor Plenum | CommScope® | Propel ¦ SYSTIMAX ULL |  | Fiber trunk cable assembly
UHXMXUCCN |  | Base Product | Ultra Low Loss (ULL) OM4 MPO12 UPC (pinned) to Unconnectorized Fiber Trunk Cable Assembly, 192-Fiber, Armored Indoor Plenum | CommScope® | Propel ¦ SYSTIMAX ULL |  | Fiber trunk cable assembly
UHXQZQZTM |  | Base Product | Ultra Low Loss (ULL) OM4 MPO8 APC (pinned) to MPO8 APC (pinned) Fiber Trunk Cable Assembly, 144-Fiber, Armored Indoor Plenum | CommScope® | Propel ¦ SYSTIMAX ULL |  | Fiber trunk cable assembly
UKVRZRZ8M |  | Base Product | Ultra Low Loss (ULL) OM5 MPO16 APC (pinned) to MPO16 APC (pinned), Fiber Trunk Cable Assembly, 144-Fiber, Armored Indoor Dual Rated (OFNR/LSZH) | CommScope® | Propel ¦ SYSTIMAX ULL |  | Fiber trunk cable assembly
UHGQXQXTK |  | Base Product | Singlemode MPO8 APC (pinned) to MPO8 APC (pinned) Fiber Trunk Cable Assembly, 72-Fiber, Armored Indoor Plenum | CommScope® | Propel ¦ SYSTIMAX ULL |  | Fiber trunk cable assembly
UKVQXUCTK |  | Base Product | Ultra Low Loss (ULL) OM5 MPO8 UPC (pinned) to Unconnectorized Fiber Trunk Cable Assembly, 72-Fiber, Armored Indoor Dual Rated (OFNR/LSZH) | CommScope® | Propel ¦ SYSTIMAX ULL |  | Fiber trunk cable assembly
UKGMXUCCP |  | Base Product | Singlemode MPO12 APC (pinned) to Unconnectorized Fiber Trunk Cable Assembly, 288-Fiber, Armored Indoor Dual Rated (OFNR/LSZH) | CommScope® | Propel ¦ SYSTIMAX ULL |  | Fiber trunk cable assembly
UHXMXUCCP |  | Base Product | Ultra Low Loss (ULL) OM4 MPO12 UPC (pinned) to Unconnectorized Fiber Trunk Cable Assembly, 288-Fiber, Armored Indoor Plenum | CommScope® | Propel ¦ SYSTIMAX ULL |  | Fiber trunk cable assembly
UKXQZQZTH |  | Base Product | Ultra Low Loss (ULL) OM4 MPO8 APC (pinned) to MPO8 APC (pinned) Fiber Trunk Cable Assembly, 48-Fiber, Armored Indoor Dual Rated (OFNR/LSZH) | CommScope® | Propel ¦ SYSTIMAX ULL |  | Fiber trunk cable assembly
UHGQXQXTL |  | Base Product | Singlemode MPO8 APC (pinned) to MPO8 APC (pinned) Fiber Trunk Cable Assembly, 96-Fiber, Armored Indoor Plenum | CommScope® | Propel ¦ SYSTIMAX ULL |  | Fiber trunk cable assembly
UHGRZUC8H |  | Base Product | Singlemode MPO16 APC (pinned) to Unconnectorized, Fiber Trunk Cable Assembly, 48-Fiber, Armored Indoor Plenum | CommScope® | Propel ¦ SYSTIMAX ULL |  | Fiber trunk cable assembly
UHVQXQXTK |  | Base Product | Ultra Low Loss (ULL) OM5 MPO8 UPC (pinned) to MPO8 UPC (pinned) Fiber Trunk Cable Assembly, 72-Fiber, Armored Indoor Plenum | CommScope® | Propel ¦ SYSTIMAX ULL |  | Fiber trunk cable assembly
UHVRZRZ8L |  | Base Product | Ultra Low Loss (ULL) OM5 MPO16 APC (pinned) to MPO16 APC (pinned), Fiber Trunk Cable Assembly, 96-Fiber, Armored Indoor Plenum | CommScope® | Propel ¦ SYSTIMAX ULL |  | Fiber trunk cable assembly
UKGRZRZ8L |  | Base Product | Singlemode MPO16 APC (pinned) to MPO16 APC (pinned), Fiber Trunk Cable Assembly, 96-Fiber, Armored Indoor Dual Rated (OFNR/LSZH) | CommScope® | Propel ¦ SYSTIMAX ULL |  | Fiber trunk cable assembly
UKVQXUCTL |  | Base Product | Ultra Low Loss (ULL) OM5 MPO8 UPC (pinned) to Unconnectorized Fiber Trunk Cable Assembly, 96-Fiber, Armored Indoor Dual Rated (OFNR/LSZH) | CommScope® | Propel ¦ SYSTIMAX ULL |  | Fiber trunk cable assembly
UHXQXQXT8 |  | Base Product | Ultra Low Loss (ULL) OM4 MPO8 UPC (pinned) to MPO8 UPC (pinned) Fiber Trunk Cable Assembly, 12-Fiber, Armored Indoor Plenum | CommScope® | Propel ¦ SYSTIMAX ULL |  | Fiber trunk cable assembly
UKGQXQXT8 |  | Base Product | Singlemode MPO8 APC (pinned) to MPO8 APC (pinned) Fiber Trunk Cable Assembly, 8-Fiber, Armored Indoor Dual Rated (OFNR/LSZH) | CommScope® | Propel ¦ SYSTIMAX ULL |  | Fiber trunk cable assembly
UHXQZQZTR |  | Base Product | Ultra Low Loss (ULL) OM4 MPO8 APC (pinned) to MPO8 APC (pinned) Fiber Trunk Cable Assembly, 16-Fiber, Armored Indoor Plenum | CommScope® | Propel ¦ SYSTIMAX ULL |  | Fiber trunk cable assembly
UKVRZRZ8N |  | Base Product | Ultra Low Loss (ULL) OM5 MPO16 APC (pinned) to MPO16 APC (pinned), Fiber Trunk Cable Assembly, 192-Fiber, Armored Indoor Dual Rated (OFNR/LSZH) | CommScope® | Propel ¦ SYSTIMAX ULL |  | Fiber trunk cable assembly
UHGRZUC8L |  | Base Product | Singlemode MPO16 APC (pinned) to Unconnectorized, Fiber Trunk Cable Assembly, 96-Fiber, Armored Indoor Plenum | CommScope® | Propel ¦ SYSTIMAX ULL |  | Fiber trunk cable assembly
UKVQXUCTM |  | Base Product | Ultra Low Loss (ULL) OM5 MPO8 UPC (pinned) to Unconnectorized Fiber Trunk Cable Assembly, 144-Fiber, Armored Indoor Dual Rated (OFNR/LSZH) | CommScope® | Propel ¦ SYSTIMAX ULL |  | Fiber trunk cable assembly
UKVRZRZ8Q |  | Base Product | Ultra Low Loss (ULL) OM5 MPO16 APC (pinned) to MPO16 APC (pinned), Fiber Trunk Cable Assembly, 128-Fiber, Armored Indoor Dual Rated (OFNR/LSZH) | CommScope® | Propel ¦ SYSTIMAX ULL |  | Fiber trunk cable assembly
UKVQXUCTN |  | Base Product | Ultra Low Loss (ULL) OM5 MPO8 UPC (pinned) to Unconnectorized Fiber Trunk Cable Assembly, 192-Fiber, Armored Indoor Dual Rated (OFNR/LSZH) | CommScope® | Propel ¦ SYSTIMAX ULL |  | Fiber trunk cable assembly
UHVQXQXTN |  | Base Product | Ultra Low Loss (ULL) OM5 MPO8 UPC (pinned) to MPO8 UPC (pinned) Fiber Trunk Cable Assembly, 192-Fiber, Armored Indoor Plenum | CommScope® | Propel ¦ SYSTIMAX ULL |  | Fiber trunk cable assembly
UKVQXUCTR |  | Base Product | Ultra Low Loss (ULL) OM5 MPO8 UPC (pinned) to Unconnectorized Fiber Trunk Cable Assembly, 16-Fiber, Armored Indoor Dual Rated (OFNR/LSZH) | CommScope® | Propel ¦ SYSTIMAX ULL |  | Fiber trunk cable assembly
UKGRZRZ8Q |  | Base Product | Singlemode MPO16 APC (pinned) to MPO16 APC (pinned), Fiber Trunk Cable Assembly, 128-Fiber, Armored Indoor Dual Rated (OFNR/LSZH) | CommScope® | Propel ¦ SYSTIMAX ULL |  | Fiber trunk cable assembly
UHXQZUCT8 |  | Base Product | Ultra Low Loss (ULL) OM4 MPO8 APC (pinned) to Unconnectorized Fiber Trunk Cable Assembly, 8-Fiber, Armored Indoor Plenum | CommScope® | Propel ¦ SYSTIMAX ULL |  | Fiber trunk cable assembly
UKVRZRZ8R |  | Base Product | Ultra Low Loss (ULL) OM5 MPO16 APC (pinned) to MPO16 APC (pinned), Fiber Trunk Cable Assembly, 16-Fiber, Armored Indoor Dual Rated (OFNR/LSZH) | CommScope® | Propel ¦ SYSTIMAX ULL |  | Fiber trunk cable assembly
UKXQZQZTM |  | Base Product | Ultra Low Loss (ULL) OM4 MPO8 APC (pinned) to MPO8 APC (pinned) Fiber Trunk Cable Assembly, 144-Fiber, Armored Indoor Dual Rated (OFNR/LSZH) | CommScope® | Propel ¦ SYSTIMAX ULL |  | Fiber trunk cable assembly
UHVQXQXTR |  | Base Product | Ultra Low Loss (ULL) OM5 MPO8 UPC (pinned) to MPO8 UPC (pinned) Fiber Trunk Cable Assembly, 16-Fiber, Armored Indoor Plenum | CommScope® | Propel ¦ SYSTIMAX ULL |  | Fiber trunk cable assembly
UHGQXQXTS |  | Base Product | Singlemode MPO8 APC (pinned) to MPO8 APC (pinned) Fiber Trunk Cable Assembly, 32-Fiber, Armored Indoor Plenum | CommScope® | Propel ¦ SYSTIMAX ULL |  | Fiber trunk cable assembly
UHGRZUC8Q |  | Base Product | Singlemode MPO16 APC (pinned) to Unconnectorized, Fiber Trunk Cable Assembly, 128-Fiber, Armored Indoor Plenum | CommScope® | Propel ¦ SYSTIMAX ULL |  | Fiber trunk cable assembly
UHXQZUCTF |  | Base Product | Ultra Low Loss (ULL) OM4 MPO8 APC (pinned) to Unconnectorized Fiber Trunk Cable Assembly, 24-Fiber, Armored Indoor Plenum | CommScope® | Propel ¦ SYSTIMAX ULL |  | Fiber trunk cable assembly
UKVRZRZ8S |  | Base Product | Ultra Low Loss (ULL) OM5 MPO16 APC (pinned) to MPO16 APC (pinned), Fiber Trunk Cable Assembly, 32-Fiber, Armored Indoor Dual Rated (OFNR/LSZH) | CommScope® | Propel ¦ SYSTIMAX ULL |  | Fiber trunk cable assembly
UHVQXQXTS |  | Base Product | Ultra Low Loss (ULL) OM5 MPO8 UPC (pinned) to MPO8 UPC (pinned) Fiber Trunk Cable Assembly, 32-Fiber, Armored Indoor Plenum | CommScope® | Propel ¦ SYSTIMAX ULL |  | Fiber trunk cable assembly
UKXQZQZTR |  | Base Product | Ultra Low Loss (ULL) OM4 MPO8 APC (pinned) to MPO8 APC (pinned) Fiber Trunk Cable Assembly, 16-Fiber, Armored Indoor Dual Rated (OFNR/LSZH) | CommScope® | Propel ¦ SYSTIMAX ULL |  | Fiber trunk cable assembly
UHXQZUCTH |  | Base Product | Ultra Low Loss (ULL) OM4 MPO8 APC (pinned) to Unconnectorized Fiber Trunk Cable Assembly, 48-Fiber, Armored Indoor Plenum | CommScope® | Propel ¦ SYSTIMAX ULL |  | Fiber trunk cable assembly
UHVRZRZ8S |  | Base Product | Ultra Low Loss (ULL) OM5 MPO16 APC (pinned) to MPO16 APC (pinned), Fiber Trunk Cable Assembly, 32-Fiber, Armored Indoor Plenum | CommScope® | Propel ¦ SYSTIMAX ULL |  | Fiber trunk cable assembly
UHGQXQXTU |  | Base Product | Singlemode MPO8 APC (pinned) to MPO8 APC (pinned) Fiber Trunk Cable Assembly, 64-Fiber, Armored Indoor Plenum | CommScope® | Propel ¦ SYSTIMAX ULL |  | Fiber trunk cable assembly
UKXQXQXTK |  | Base Product | Ultra Low Loss (ULL) OM4 MPO8 UPC (pinned) to MPO8 UPC (pinned) Fiber Trunk Cable Assembly, 72-Fiber, Armored Indoor Dual Rated (OFNR/LSZH) | CommScope® | Propel ¦ SYSTIMAX ULL |  | Fiber trunk cable assembly
UKVRZUC8H |  | Base Product | Ultra Low Loss (ULL) OM5 MPO16 APC (pinned) to Unconnectorized, Fiber Trunk Cable Assembly, 48-Fiber, Armored Indoor Dual Rated (OFNR/LSZH) | CommScope® | Propel ¦ SYSTIMAX ULL |  | Fiber trunk cable assembly
UHGQXUCT8 |  | Base Product | Singlemode MPO8 APC (pinned) to Unconnectorized Fiber Trunk Cable Assembly, 8-Fiber, Armored Indoor Plenum | CommScope® | Propel ¦ SYSTIMAX ULL |  | Fiber trunk cable assembly
UKXQZQZTS |  | Base Product | Ultra Low Loss (ULL) OM4 MPO8 APC (pinned) to MPO8 APC (pinned) Fiber Trunk Cable Assembly, 32-Fiber, Armored Indoor Dual Rated (OFNR/LSZH) | CommScope® | Propel ¦ SYSTIMAX ULL |  | Fiber trunk cable assembly
UKGQXQXTL |  | Base Product | Singlemode MPO8 APC (pinned) to MPO8 APC (pinned) Fiber Trunk Cable Assembly, 96-Fiber, Armored Indoor Dual Rated (OFNR/LSZH) | CommScope® | Propel ¦ SYSTIMAX ULL |  | Fiber trunk cable assembly
UKVQZQZTF |  | Base Product | Ultra Low Loss (ULL) OM5 MPO8 APC (pinned) to MPO8 APC (pinned) Fiber Trunk Cable Assembly, 24-Fiber, Armored Indoor Dual Rated (OFNR/LSZH) | CommScope® | Propel ¦ SYSTIMAX ULL |  | Fiber trunk cable assembly
UKXQZQZTU |  | Base Product | Ultra Low Loss (ULL) OM4 MPO8 APC (pinned) to MPO8 APC (pinned) Fiber Trunk Cable Assembly, 64-Fiber, Armored Indoor Dual Rated (OFNR/LSZH) | CommScope® | Propel ¦ SYSTIMAX ULL |  | Fiber trunk cable assembly
UHGQXUCTF |  | Base Product | Singlemode MPO8 APC (pinned) to Unconnectorized Fiber Trunk Cable Assembly, 24-Fiber, Armored Indoor Plenum | CommScope® | Propel ¦ SYSTIMAX ULL |  | Fiber trunk cable assembly
UKXQXQXTM |  | Base Product | Ultra Low Loss (ULL) OM4 MPO8 UPC (pinned) to MPO8 UPC (pinned) Fiber Trunk Cable Assembly, 144-Fiber, Armored Indoor Dual Rated (OFNR/LSZH) | CommScope® | Propel ¦ SYSTIMAX ULL |  | Fiber trunk cable assembly
UHVQXUCT8 |  | Base Product | Ultra Low Loss (ULL) OM5 MPO8 UPC (pinned) to UnterminatedFiber Trunk Cable Assembly, 8-Fiber, Armored Indoor Plenum | CommScope® | Propel ¦ SYSTIMAX ULL |  | Fiber trunk cable assembly
UHVRZUC8H |  | Base Product | Ultra Low Loss (ULL) OM5 MPO16 APC (pinned) to Unconnectorized, Fiber Trunk Cable Assembly, 48-Fiber, Armored Indoor Plenum | CommScope® | Propel ¦ SYSTIMAX ULL |  | Fiber trunk cable assembly
FHXMPMXAF |  | Base Product | OM4 MPO (Unpinned) to MPO (Pinned), InstaPATCH® 360 Armored Pre-terminated Trunk Cable, 24-Fiber, Plenum | CommScope® | SYSTIMAX InstaPATCH® 360 |  | Fiber trunk cable assembly |  | Discontinued
FJVMPMPAK |  | Base Product | OM5 MPO (Unpinned) to MPO (Unpinned), InstaPATCH® 360 Pre-terminated Trunk Cable, 72-Fiber, Low Smoke Zero Halogen | CommScope® | SYSTIMAX InstaPATCH® 360 |  | Fiber trunk cable assembly
FJWMPMPAD |  | Base Product | Singlemode MPO (Unpinned) to MPO (Unpinned), InstaPATCH® 360 Pre-terminated Trunk Cable, 12-Fiber, Low Smoke Zero Halogen | CommScope® | SYSTIMAX InstaPATCH® 360 |  | Fiber trunk cable assembly
FJWMPMPDH |  | Base Product | Singlemode MPO (Unpinned) to MPO (Unpinned), InstaPATCH® 360 Pre-terminated Indoor/Outdoor Trunk Cable, 48-Fiber, Low Smoke Zero Halogen | CommScope® | SYSTIMAX InstaPATCH® 360 |  | Fiber trunk cable assembly
FJWMPMPDK |  | Base Product | Singlemode MPO (Unpinned) to MPO (Unpinned), InstaPATCH® 360 Pre-terminated Indoor/Outdoor Trunk Cable, 72-Fiber, Low Smoke Zero Halogen | CommScope® | SYSTIMAX InstaPATCH® 360 |  | Fiber trunk cable assembly
FJWMPMPDM |  | Base Product | Singlemode MPO (Unpinned) to MPO (Unpinned), InstaPATCH® 360 Pre-terminated Indoor/Outdoor Trunk Cable, 144-Fiber, Low Smoke Zero Halogen | CommScope® | SYSTIMAX InstaPATCH® 360 |  | Fiber trunk cable assembly
FJVMPMPAD |  | Base Product | OM5 MPO (Unpinned) to MPO (Unpinned), InstaPATCH® 360 Pre-terminated Trunk Cable, 12-Fiber, Low Smoke Zero Halogen | CommScope® | SYSTIMAX InstaPATCH® 360 |  | Fiber trunk cable assembly
FJWMPMPAK |  | Base Product | Singlemode MPO (Unpinned) to MPO (Unpinned), InstaPATCH® 360 Pre-terminated Trunk Cable, 72-Fiber, Low Smoke Zero Halogen | CommScope® | SYSTIMAX InstaPATCH® 360 |  | Fiber trunk cable assembly
FJVMPMPAF |  | Base Product | OM5 MPO (Unpinned) to MPO (Unpinned), InstaPATCH® 360 Pre-terminated Trunk Cable, 24-Fiber, Low Smoke Zero Halogen | CommScope® | SYSTIMAX InstaPATCH® 360 |  | Fiber trunk cable assembly
FJWMPMXAF |  | Base Product | Singlemode MPO (Unpinned) to MPO (Pinned), InstaPATCH® 360 Pre-terminated Trunk Cable, 24-Fiber, Low Smoke Zero Halogen | CommScope® | SYSTIMAX InstaPATCH® 360 |  | Fiber trunk cable assembly
FJWMPMPAL |  | Base Product | Singlemode MPO (Unpinned) to MPO (Unpinned), InstaPATCH® 360 Pre-terminated Trunk Cable, 96-Fiber, Low Smoke Zero Halogen | CommScope® | SYSTIMAX InstaPATCH® 360 |  | Fiber trunk cable assembly
FJWMPMXAG |  | Base Product | Singlemode MPO (Unpinned) to MPO (Pinned), InstaPATCH® 360 Pre-terminated Trunk Cable, 36-Fiber, Low Smoke Zero Halogen | CommScope® | SYSTIMAX InstaPATCH® 360 |  | Fiber trunk cable assembly
FJVMPMPAH |  | Base Product | OM5 MPO (Unpinned) to MPO (Unpinned), InstaPATCH® 360 Pre-terminated Trunk Cable, 48-Fiber, Low Smoke Zero Halogen | CommScope® | SYSTIMAX InstaPATCH® 360 |  | Fiber trunk cable assembly
FJXMPMPDG |  | Base Product | OM4 MPO (Unpinned) to MPO (Unpinned), InstaPATCH® 360 Pre-terminated Indoor/Outdoor Trunk Cable, 36-Fiber, Low Smoke Zero Halogen | CommScope® | SYSTIMAX InstaPATCH® 360 |  | Fiber trunk cable assembly
FJWMPMPDD |  | Base Product | Singlemode MPO (Unpinned) to MPO (Unpinned), InstaPATCH® 360 Pre-terminated Indoor/Outdoor Trunk Cable, 12-Fiber, Low Smoke Zero Halogen | CommScope® | SYSTIMAX InstaPATCH® 360 |  | Fiber trunk cable assembly
FJXMPMPAF |  | Base Product | OM4 MPO (Unpinned) to MPO (Unpinned), InstaPATCH® 360 Pre-terminated Trunk Cable, 24-Fiber, Low Smoke Zero Halogen | CommScope® | SYSTIMAX InstaPATCH® 360 |  | Fiber trunk cable assembly
FJWMPMXAK |  | Base Product | Singlemode MPO (Unpinned) to MPO (Pinned), InstaPATCH® 360 Pre-terminated Trunk Cable, 72-Fiber, Low Smoke Zero Halogen | CommScope® | SYSTIMAX InstaPATCH® 360 |  | Fiber trunk cable assembly
FJXMXMXAD |  | Base Product | OM4 MPO (Pinned) to MPO (Pinned), InstaPATCH® 360 Pre-terminated Trunk Cable, 12-Fiber, Low Smoke Zero Halogen | CommScope® | SYSTIMAX InstaPATCH® 360 |  | Fiber trunk cable assembly
FJXMPMPAH |  | Base Product | OM4 MPO (Unpinned) to MPO (Unpinned), InstaPATCH® 360 Pre-terminated Trunk Cable, 48-Fiber, Low Smoke Zero Halogen | CommScope® | SYSTIMAX InstaPATCH® 360 |  | Fiber trunk cable assembly
FJXMXMXAF |  | Base Product | LazrSPEED® 550 MPO (Pinned) to MPO (Pinned), InstaPATCH® 360 Pre-terminated Cross Connect Cable, 24-Fiber, LSZH | CommScope® | SYSTIMAX InstaPATCH® 360 |  | Fiber trunk cable assembly
FJXMPMPAM |  | Base Product | OM4 MPO (Unpinned) to MPO (Unpinned), InstaPATCH® 360 Pre-terminated Trunk Cable, 144-Fiber, Low Smoke Zero Halogen | CommScope® | SYSTIMAX InstaPATCH® 360 |  | Fiber trunk cable assembly
FJXMPMPDL |  | Base Product | OM4 MPO (Unpinned) to MPO (Unpinned), InstaPATCH® 360 Pre-terminated Indoor/Outdoor Trunk Cable, 96-Fiber, Low Smoke Zero Halogen | CommScope® | SYSTIMAX InstaPATCH® 360 |  | Fiber trunk cable assembly
FJXMPMPDM |  | Base Product | OM4 MPO (Unpinned) to MPO (Unpinned), InstaPATCH® 360 Pre-terminated Indoor/Outdoor Trunk Cable, 144-Fiber, Low Smoke Zero Halogen | CommScope® | SYSTIMAX InstaPATCH® 360 |  | Fiber trunk cable assembly
FJXMPMXAD |  | Base Product | OM4 MPO (Unpinned) to MPO (Pinned), InstaPATCH® 360 Pre-terminated Trunk Cable, 12-Fiber, Low Smoke Zero Halogen | CommScope® | SYSTIMAX InstaPATCH® 360 |  | Fiber trunk cable assembly
FJXMPMPDF |  | Base Product | OM4 MPO (Unpinned) to MPO (Unpinned), InstaPATCH® 360 Pre-terminated Indoor/Outdoor Trunk Cable, 24-Fiber, Low Smoke Zero Halogen | CommScope® | SYSTIMAX InstaPATCH® 360 |  | Fiber trunk cable assembly
FJXMPMXAH |  | Base Product | LazrSPEED® 550 MPO (Unpinned) to MPO (Pinned), InstaPATCH® 360 Pre-terminated Extension Cable, 48-Fiber, LSZH | CommScope® | SYSTIMAX InstaPATCH® 360 |  | Fiber trunk cable assembly
FKWMPMPAD |  | Base Product | Singlemode MPO (Unpinned) to MPO (Unpinned), InstaPATCH® 360 Armored Pre-terminated Trunk Cable, 12-Fiber, Low Smoke Zero Halogen | CommScope® | SYSTIMAX InstaPATCH® 360 |  | Fiber trunk cable assembly
FKWMPMXAK |  | Base Product | Singlemode MPO (Unpinned) to MPO (Pinned), InstaPATCH® 360 Armored Pre-terminated Trunk Cable, 72-Fiber, Low Smoke Zero Halogen | CommScope® | SYSTIMAX InstaPATCH® 360 |  | Fiber trunk cable assembly |  | Discontinued
FKXMPMXAM |  | Base Product | OM4 MPO (Unpinned) to MPO (Pinned), InstaPATCH® 360 Armored Pre-terminated Trunk Cable, 144-Fiber, Low Smoke Zero Halogen | CommScope® | SYSTIMAX InstaPATCH® 360 |  | Fiber trunk cable assembly |  | Discontinued
FKXMPMPAD |  | Base Product | OM4 MPO (Unpinned) to MPO (Unpinned), InstaPATCH® 360 Armored Pre-terminated Trunk Cable, 12-Fiber, Low Smoke Zero Halogen | CommScope® | SYSTIMAX InstaPATCH® 360 |  | Fiber trunk cable assembly |  | Discontinued
FKWMPMPAH |  | Base Product | Singlemode MPO (Unpinned) to MPO (Unpinned), InstaPATCH® 360 Armored Pre-terminated Trunk Cable, 48-Fiber, Low Smoke Zero Halogen | CommScope® | SYSTIMAX InstaPATCH® 360 |  | Fiber trunk cable assembly |  | Discontinued
FKXMPMPAF |  | Base Product | OM4 MPO (Unpinned) to MPO (Unpinned), InstaPATCH® 360 Armored Pre-terminated Trunk Cable, 24-Fiber, Low Smoke Zero Halogen | CommScope® | SYSTIMAX InstaPATCH® 360 |  | Fiber trunk cable assembly |  | Discontinued
FKXMPMPAH |  | Base Product | OM4 MPO (Unpinned) to MPO (Unpinned), InstaPATCH® 360 Armored Pre-terminated Trunk Cable, 48-Fiber, Low Smoke Zero Halogen | CommScope® | SYSTIMAX InstaPATCH® 360 |  | Fiber trunk cable assembly |  | Discontinued
FKXMPMPDM |  | Base Product | OM4 MPO (Unpinned) to MPO (Unpinned), InstaPATCH® 360 Armored Pre-terminated Trunk Cable, 144-Fiber, Low Smoke Zero Halogen | CommScope® | SYSTIMAX InstaPATCH® 360 |  | Fiber trunk cable assembly
FKWMPMPAM |  | Base Product | Singlemode MPO (Unpinned) to MPO (Unpinned), InstaPATCH® 360 Armored Pre-terminated Trunk Cable, 144-Fiber, Low Smoke Zero Halogen | CommScope® | SYSTIMAX InstaPATCH® 360 |  | Fiber trunk cable assembly |  | Discontinued
FKXMPMPAK |  | Base Product | OM4 MPO (Unpinned) to MPO (Unpinned), InstaPATCH® 360 Armored Pre-terminated Trunk Cable, 72-Fiber, Low Smoke Zero Halogen | CommScope® | SYSTIMAX InstaPATCH® 360 |  | Fiber trunk cable assembly |  | Discontinued
FKXMPMPAL |  | Base Product | OM4 MPO (Unpinned) to MPO (Unpinned), InstaPATCH® 360 Armored Pre-terminated Trunk Cable, 96-Fiber, Low Smoke Zero Halogen | CommScope® | SYSTIMAX InstaPATCH® 360 |  | Fiber trunk cable assembly |  | Discontinued
FKXMPMXAF |  | Base Product | OM4 MPO (Unpinned) to MPO (Pinned), InstaPATCH® 360 Armored Pre-terminated Trunk Cable, 24-Fiber, Low Smoke Zero Halogen | CommScope® | SYSTIMAX InstaPATCH® 360 |  | Fiber trunk cable assembly |  | Discontinued
FKXMPMPAM |  | Base Product | OM4 MPO (Unpinned) to MPO (Unpinned), InstaPATCH® 360 Armored Pre-terminated Trunk Cable, 144-Fiber, Low Smoke Zero Halogen | CommScope® | SYSTIMAX InstaPATCH® 360 |  | Fiber trunk cable assembly |  | Discontinued
FKXMPMPDD |  | Base Product | OM4 MPO (Unpinned) to MPO (Unpinned), InstaPATCH® 360 Armored Pre-terminated Trunk Cable, 12-Fiber, Low Smoke Zero Halogen | CommScope® | SYSTIMAX InstaPATCH® 360 |  | Fiber trunk cable assembly
FKXMPMPDF |  | Base Product | OM4 MPO (Unpinned) to MPO (Unpinned), InstaPATCH® 360 Array Cord, 24-Fiber, Low Smoke Zero Halogen | CommScope® | SYSTIMAX InstaPATCH® 360 |  | Fiber trunk cable assembly
FKXMPMXAL |  | Base Product | OM4 MPO (Unpinned) to MPO (Pinned), InstaPATCH® 360 Armored Pre-terminated Trunk Cable, 96-Fiber, Low Smoke Zero Halogen | CommScope® | SYSTIMAX InstaPATCH® 360 |  | Fiber trunk cable assembly |  | Discontinued
FLWLALAAK |  | Base Product | Singlemode LC/APC to LC/APC 72-Fiber InstaPATCH® 360 Ruggedized Fanout Cable, Plenum | CommScope® | SYSTIMAX InstaPATCH® 360 |  | Ruggedized fanout
FLWLCLCAF |  | Base Product | Singlemode LC/UPC to LC/UPC, InstaPATCH® 360 Ruggedized Fiber Fanout Cable Assembly, 24-Fiber, Plenum | CommScope® | SYSTIMAX InstaPATCH® 360 |  | Ruggedized fanout
FLWLCLCAG |  | Base Product | Singlemode LC/UPC to LC/UPC, InstaPATCH® 360 Ruggedized Fiber Fanout Cable Assembly, 36-Fiber, Plenum | CommScope® | SYSTIMAX InstaPATCH® 360 |  | Ruggedized fanout
FLWLCLCAH |  | Base Product | Singlemode LC/UPC to LC/UPC, InstaPATCH® 360 Ruggedized Fiber Fanout Cable Assembly, 48-Fiber, Plenum | CommScope® | SYSTIMAX InstaPATCH® 360 |  | Ruggedized fanout
FLWLCLCAK |  | Base Product | Singlemode LC/UPC to LC/UPC, InstaPATCH® 360 Ruggedized Fiber Fanout Cable Assembly, 72-Fiber, Plenum | CommScope® | SYSTIMAX InstaPATCH® 360 |  | Ruggedized fanout
FLWLCSAAH |  | Base Product | Singlemode LC/UPC to SC/APC 48-Fiber, InstaPATCH® 360 Ruggedized Fanout Cable, Plenum | CommScope® | SYSTIMAX InstaPATCH® 360 |  | Ruggedized fanout
FLWLASAAF |  | Base Product | SingleMode LC/APC to SC/APC, Ruggedized Fiber Fanout Cable Assembly, 24-Fiber, Plenum | CommScope® | SYSTIMAX InstaPATCH® 360 |  | Ruggedized fanout
FLWLCSCAD |  | Base Product | Singlemode LC/UPC to SC/UPC 12-Fiber InstaPATCH® 360 Ruggedized Fanout Cable, Plenum | CommScope® | SYSTIMAX InstaPATCH® 360 |  | Ruggedized fanout
FLWLASAAH |  | Base Product | SingleMode LC/APC to SC/APC, Ruggedized Fiber Fanout Cable Assembly, 48-Fiber, Plenum | CommScope® | SYSTIMAX InstaPATCH® 360 |  | Ruggedized fanout
FLWLASAAK |  | Base Product | SingleMode LC/APC to SC/APC, Ruggedized Fiber Fanout Cable Assembly, 72-Fiber, Plenum | CommScope® | SYSTIMAX InstaPATCH® 360 |  | Ruggedized fanout
FLWLCUCAG |  | Base Product | Singlemode LC/UPC to Unconnectorized 36-Fiber InstaPATCH® 360 Ruggedized Fanout Cable, Plenum | CommScope® | SYSTIMAX InstaPATCH® 360 |  | Ruggedized fanout
FLWLCSAAD |  | Base Product | SingleMode LC/UPC to SC/APC, InstaPATCH® 360 Ruggedized Fiber Fanout Cable Assembly, 12-Fiber, Plenum | CommScope® | SYSTIMAX InstaPATCH® 360 |  | Ruggedized fanout
FLWLCUCAH |  | Base Product | Singlemode LC/UPC to Unconnectorized 48-Fiber InstaPATCH® 360 Ruggedized Fanout Cable, Plenum | CommScope® | SYSTIMAX InstaPATCH® 360 |  | Ruggedized fanout
FLWMPLCAF |  | Base Product | Singlemode MPO (Unpinned) to LC/UPC, InstaPATCH® 360 Ruggedized Fanout Cable, 24-Fiber, Plenum | CommScope® | SYSTIMAX InstaPATCH® 360 |  | Ruggedized fanout
FLWMPLCAG |  | Base Product | Singlemode MPO (Unpinned) to LC/UPC, InstaPATCH® 360 Ruggedized Fanout Cable, 36-Fiber, Plenum | CommScope® | SYSTIMAX InstaPATCH® 360 |  | Ruggedized fanout
FLWMXLCAK |  | Base Product | Singlemode MPO (Pinned) to LC/UPC, InstaPATCH® 360 Ruggedized Fanout Cable, 72-Fiber, Plenum | CommScope® | SYSTIMAX InstaPATCH® 360 |  | Ruggedized fanout
FLWMPLCAK |  | Base Product | Singlemode MPO (Unpinned) to LC/UPC, InstaPATCH® 360 Ruggedized Fanout Cable, 72-Fiber, Plenum | CommScope® | SYSTIMAX InstaPATCH® 360 |  | Ruggedized fanout
FLWMPLCAL |  | Base Product | Singlemode MPO (Unpinned) to LC/UPC, InstaPATCH® 360 Ruggedized Fanout Cable, 96-Fiber, Plenum | CommScope® | SYSTIMAX InstaPATCH® 360 |  | Ruggedized fanout
FLWMXSCAD |  | Base Product | Singlemode MPO (Pinned) to SC/UPC, InstaPATCH® 360 Ruggedized Fanout Cable, 12-Fiber, Plenum | CommScope® | SYSTIMAX InstaPATCH® 360 |  | Ruggedized fanout
FLWMPUCAF |  | Base Product | Singlemode MPO (Unpinned) to Unconnectorized, InstaPATCH® 360 Ruggedized Fanout Cable, 24-Fiber, Plenum | CommScope® | SYSTIMAX InstaPATCH® 360 |  | Ruggedized fanout
FLWMPSCAH |  | Base Product | Singlemode MPO (Unpinned) to SC/UPC, InstaPATCH® 360 Ruggedized Fanout Cable, 48-Fiber, Plenum | CommScope® | SYSTIMAX InstaPATCH® 360 |  | Ruggedized fanout
FLWMPLCAD |  | Base Product | Singlemode MPO (Unpinned) to LC/UPC, InstaPATCH® 360 Ruggedized Fanout Cable, 12-Fiber, Plenum | CommScope® | SYSTIMAX InstaPATCH® 360 |  | Ruggedized fanout
FLWMXLCAD |  | Base Product | Singlemode MPO (Pinned) to LC/UPC, InstaPATCH® 360 Ruggedized Fanout Cable, 12-Fiber, Plenum | CommScope® | SYSTIMAX InstaPATCH® 360 |  | Ruggedized fanout
FLWMXLCAH |  | Base Product | Singlemode MPO (Pinned) to LC/UPC, InstaPATCH® 360 Ruggedized Fanout Cable, 48-Fiber, Plenum | CommScope® | SYSTIMAX InstaPATCH® 360 |  | Ruggedized fanout
FLWSCSCAD |  | Base Product | Singlemode SC/UPC to SC/UPC 12-Fiber InstaPATCH® 360 Ruggedized Fanout Cable, Plenum | CommScope® | SYSTIMAX InstaPATCH® 360 |  | Ruggedized fanout
FLWSASAAK |  | Base Product | SingleMode SC/APC to SC/APC, InstaPATCH® 360 Ruggedized Fiber Fanout Cable Assembly, 72-Fiber, Plenum | CommScope® | SYSTIMAX InstaPATCH® 360 |  | Ruggedized fanout
FLWSCSCAK |  | Base Product | Singlemode SC/UPC to SC/UPC 72-Fiber InstaPATCH® 360 Ruggedized Fanout Cable, Plenum | CommScope® | SYSTIMAX InstaPATCH® 360 |  | Ruggedized fanout
FLXLCLCAF |  | Base Product | OM4 LC/UPC to LC/UPC 24-Fiber InstaPATCH® 360 Ruggedized Fanout Cable, Plenum | CommScope® | SYSTIMAX InstaPATCH® 360 |  | Ruggedized fanout
FLXLCLCAG |  | Base Product | OM4 LC/UPC to LC/UPC 36-Fiber InstaPATCH® 360 Ruggedized Fanout Cable, Plenum | CommScope® | SYSTIMAX InstaPATCH® 360 |  | Ruggedized fanout
FLXLCLCAH |  | Base Product | OM4 LC/UPC to LC/UPC 48-Fiber InstaPATCH® 360 Ruggedized Fanout Cable, Plenum | CommScope® | SYSTIMAX InstaPATCH® 360 |  | Ruggedized fanout
FLXMPLCAF |  | Base Product | OM4 MPO (Unpinned) to LC/UPC, InstaPATCH® 360 Ruggedized Fanout Cable, 24-Fiber, Plenum | CommScope® | SYSTIMAX InstaPATCH® 360 |  | Ruggedized fanout
FLXLCUCAG |  | Base Product | OM4 LC/UPC to Unconnectorized 36-Fiber InstaPATCH® 360 Ruggedized Fanout Cable, Plenum | CommScope® | SYSTIMAX InstaPATCH® 360 |  | Ruggedized fanout
FLXMPSCAK |  | Base Product | OM4 MPO (Unpinned) to SC/UPC, InstaPATCH® 360 Ruggedized Fanout Cable, 72-Fiber, Plenum | CommScope® | SYSTIMAX InstaPATCH® 360 |  | Ruggedized fanout
FLXMPLCAG |  | Base Product | OM4 MPO (Unpinned) to LC/UPC, InstaPATCH® 360 Ruggedized Fanout Cable, 36-Fiber, Plenum | CommScope® | SYSTIMAX InstaPATCH® 360 |  | Ruggedized fanout
FLXMXLCAD |  | Base Product | OM4 MPO (Pinned) to LC/UPC, InstaPATCH® 360 Ruggedized Fanout Cable, 12-Fiber, Plenum | CommScope® | SYSTIMAX InstaPATCH® 360 |  | Ruggedized fanout
FLXMXLCAF |  | Base Product | OM4 MPO (Pinned) to LC/UPC, InstaPATCH® 360 Ruggedized Fanout Cable, 24-Fiber, Plenum | CommScope® | SYSTIMAX InstaPATCH® 360 |  | Ruggedized fanout
FLXMPLCAK |  | Base Product | OM4 MPO (Unpinned) to LC/UPC, InstaPATCH® 360 Ruggedized Fanout Cable, 72-Fiber, Plenum | CommScope® | SYSTIMAX InstaPATCH® 360 |  | Ruggedized fanout
FLXMXLCAG |  | Base Product | OM4 MPO (Pinned) to LC/UPC, InstaPATCH® 360 Ruggedized Fanout Cable, 36-Fiber, Plenum | CommScope® | SYSTIMAX InstaPATCH® 360 |  | Ruggedized fanout
FLXMPLCAL |  | Base Product | OM4 MPO (Unpinned) to LC/UPC, InstaPATCH® 360 Ruggedized Fanout Cable, 96-Fiber, Plenum | CommScope® | SYSTIMAX InstaPATCH® 360 |  | Ruggedized fanout
FLXMXSCAG |  | Base Product | LazrSPEED® 550 MPO (Pinned) to SC/UPC, InstaPATCH® 360 Ruggedized Fanout Cable, 36-Fiber, Plenum | CommScope® | SYSTIMAX InstaPATCH® 360 |  | Ruggedized fanout
FLXMXSCAH |  | Base Product | LazrSPEED® 550 MPO (Pinned) to SC/UPC, InstaPATCH® 360 Ruggedized Fanout Cable, 48-Fiber, Plenum | CommScope® | SYSTIMAX InstaPATCH® 360 |  | Ruggedized fanout
FLXMXLCAK |  | Base Product | OM4 MPO (Pinned) to LC/UPC, InstaPATCH® 360 Ruggedized Fanout Cable, 72-Fiber, Plenum | CommScope® | SYSTIMAX InstaPATCH® 360 |  | Ruggedized fanout
FLXMPUCAF |  | Base Product | OM4 MPO (Unpinned) to Unconnectorized, InstaPATCH® 360 Ruggedized Fanout Cable, 24-Fiber, Plenum | CommScope® | SYSTIMAX InstaPATCH® 360 |  | Ruggedized fanout
FLXMPSCAF |  | Base Product | OM4 MPO (Unpinned) to SC/UPC, InstaPATCH® 360 Ruggedized Fanout Cable, 24-Fiber, Plenum | CommScope® | SYSTIMAX InstaPATCH® 360 |  | Ruggedized fanout
FLXMXSCAD |  | Base Product | LazrSPEED® 550 MPO (Pinned) to SC/UPC, InstaPATCH® 360 Ruggedized Fanout Cable, 12-Fiber, Plenum | CommScope® | SYSTIMAX InstaPATCH® 360 |  | Ruggedized fanout
FLZLCLCAF |  | Base Product | OM3 LC/UPC to LC/UPC 24-Fiber InstaPATCH® 360 Ruggedized Fanout Cable, Plenum | CommScope® | SYSTIMAX InstaPATCH® 360 |  | Ruggedized fanout
FLZLCLCAG |  | Base Product | OM3 LC/UPC to LC/UPC 36-Fiber InstaPATCH® 360 Ruggedized Fanout Cable, Plenum | CommScope® | SYSTIMAX InstaPATCH® 360 |  | Ruggedized fanout
FLZLCUCAF |  | Base Product | OM3 LC/UPC to Unconnectorized 24-Fiber InstaPATCH® 360 Ruggedized Fanout Cable, Plenum | CommScope® | SYSTIMAX InstaPATCH® 360 |  | Ruggedized fanout
FLZLCUCAG |  | Base Product | OM3 LC/UPC to Unconnectorized 36-Fiber InstaPATCH® 360 Ruggedized Fanout Cable, Plenum | CommScope® | SYSTIMAX InstaPATCH® 360 |  | Ruggedized fanout
FLZLCUCAK |  | Base Product | OM3 LC/UPC to Unconnectorized 72-Fiber InstaPATCH® 360 Ruggedized Fanout Cable, Plenum | CommScope® | SYSTIMAX InstaPATCH® 360 |  | Ruggedized fanout
FLZLCUCAD |  | Base Product | OM3 LC/UPC to Unconnectorized 12-Fiber InstaPATCH® 360 Ruggedized Fanout Cable, Plenum | CommScope® | SYSTIMAX InstaPATCH® 360 |  | Ruggedized fanout
FNWLALAAK |  | Base Product | Singlemode LC/APC to LC/APC 72-Fiber InstaPATCH® 360 Ruggedized Fanout Cable, Low Smoke Zero Halogen | CommScope® | SYSTIMAX InstaPATCH® 360 |  | Ruggedized fanout
FNWLCLCAH |  | Base Product | Singlemode LC/UPC to LC/UPC, InstaPATCH® 360 Ruggedized Fiber Fanout Cable Assembly, 48-Fiber, Low Smoke Zero Halogen (LSZH) | CommScope® | SYSTIMAX InstaPATCH® 360 |  | Ruggedized fanout
FNWLCLCAK |  | Base Product | Singlemode LC/UPC to LC/UPC, InstaPATCH® 360 Ruggedized Fiber Fanout Cable Assembly, 72-Fiber, Low Smoke Zero Halogen (LSZH) | CommScope® | SYSTIMAX InstaPATCH® 360 |  | Ruggedized fanout
FNWLCSCAF |  | Base Product | Singlemode LC/UPC to SC/UPC 24-Fiber InstaPATCH® 360 Ruggedized Fanout Cable, Low Smoke Zero Halogen | CommScope® | SYSTIMAX InstaPATCH® 360 |  | Ruggedized fanout
FNWMPLCAD |  | Base Product | Singlemode MPO (Unpinned) to LC/UPC, InstaPATCH® 360 Ruggedized Fanout Cable, 12-Fiber, Low Smoke Zero Halogen | CommScope® | SYSTIMAX InstaPATCH® 360 |  | Ruggedized fanout
FNWLCSAAD |  | Base Product | SingleMode LC/UPC to SC/APC, InstaPATCH® 360 Ruggedized Fiber Fanout Cable Assembly, 12-Fiber, Low Smoke Zero Halogen (LSZH) | CommScope® | SYSTIMAX InstaPATCH® 360 |  | Ruggedized fanout
FNWMPLCAF |  | Base Product | Singlemode MPO (Unpinned) to LC/UPC, InstaPATCH® 360 Ruggedized Fanout Cable, 24-Fiber, Low Smoke Zero Halogen | CommScope® | SYSTIMAX InstaPATCH® 360 |  | Ruggedized fanout
FNWMPLCAG |  | Base Product | TeraSPEED® MPO (Unpinned) to LC/UPC, InstaPATCH® 360 Ruggedized Fanout Cable, 36-Fiber, LSZH | CommScope® | SYSTIMAX InstaPATCH® 360 |  | Ruggedized fanout
FNWMPSCAH |  | Base Product | Singlemode MPO (Unpinned) to SC/UPC, InstaPATCH® 360 Ruggedized Fanout Cable, 48-Fiber, Low Smoke Zero Halogen | CommScope® | SYSTIMAX InstaPATCH® 360 |  | Ruggedized fanout
FNWMPLCAH |  | Base Product | Singlemode MPO (Unpinned) to LC/UPC, InstaPATCH® 360 Ruggedized Fanout Cable, 48-Fiber, Low Smoke Zero Halogen | CommScope® | SYSTIMAX InstaPATCH® 360 |  | Ruggedized fanout
FNWMPSCAD |  | Base Product | Singlemode MPO (Unpinned) to SC/UPC, InstaPATCH® 360 Ruggedized Fanout Cable, 12-Fiber, Low Smoke Zero Halogen | CommScope® | SYSTIMAX InstaPATCH® 360 |  | Ruggedized fanout
FNWMXSCAD |  | Base Product | Singlemode MPO (Pinned) to SC/UPC, InstaPATCH® 360 Ruggedized Fanout Cable, 12-Fiber, Low Smoke Zero Halogen | CommScope® | SYSTIMAX InstaPATCH® 360 |  | Ruggedized fanout
FNWMXLCAD |  | Base Product | Singlemode MPO (Pinned) to LC/UPC, InstaPATCH® 360 Ruggedized Fanout Cable, 12-Fiber, Low Smoke Zero Halogen | CommScope® | SYSTIMAX InstaPATCH® 360 |  | Ruggedized fanout
FNWSASAAD |  | Base Product | SingleMode SC/APC to SC/APC, InstaPATCH® 360 Ruggedized Fiber Fanout Cable Assembly, 12-Fiber, Low Smoke Zero Halogen (LSZH) | CommScope® | SYSTIMAX InstaPATCH® 360 |  | Ruggedized fanout
FNWSASAAF |  | Base Product | SingleMode SC/APC to SC/APC, InstaPATCH® 360 Ruggedized Fiber Fanout Cable Assembly, 24-Fiber, Low Smoke Zero Halogen (LSZH) | CommScope® | SYSTIMAX InstaPATCH® 360 |  | Ruggedized fanout
FNXLCLCAD |  | Base Product | OM4 LC/UPC to LC/UPC 12-Fiber InstaPATCH® 360 Ruggedized Fanout Cable, Low Smoke Zero Halogen | CommScope® | SYSTIMAX InstaPATCH® 360 |  | Ruggedized fanout
FNXLCLCAG |  | Base Product | OM4 LC/UPC to LC/UPC 36-Fiber InstaPATCH® 360 Ruggedized Fanout Cable, Low Smoke Zero Halogen | CommScope® | SYSTIMAX InstaPATCH® 360 |  | Ruggedized fanout
FNXLCLCAK |  | Base Product | OM4 LC/UPC to LC/UPC 72-Fiber InstaPATCH® 360 Ruggedized Fanout Cable, Low Smoke Zero Halogen | CommScope® | SYSTIMAX InstaPATCH® 360 |  | Ruggedized fanout
FNXMPSCAD |  | Base Product | OM4 MPO (Unpinned) to SC/UPC, InstaPATCH® 360 Ruggedized Fanout Cable, 12-Fiber, Low Smoke Zero Halogen | CommScope® | SYSTIMAX InstaPATCH® 360 |  | Ruggedized fanout
FNXLCUCAD |  | Base Product | OM4 LC/UPC to Unconnectorized 12-Fiber InstaPATCH® 360 Ruggedized Fanout Cable, Low Smoke Zero Halogen | CommScope® | SYSTIMAX InstaPATCH® 360 |  | Ruggedized fanout
FNXLCSCAD |  | Base Product | OM4 LC/UPC to SC/UPC 12-Fiber InstaPATCH® 360 Ruggedized Fanout Cable, Low Smoke Zero Halogen | CommScope® | SYSTIMAX InstaPATCH® 360 |  | Ruggedized fanout
FNXMPSCAF |  | Base Product | OM4 MPO (Unpinned) to SC/UPC, InstaPATCH® 360 Ruggedized Fanout Cable, 24-Fiber, Low Smoke Zero Halogen | CommScope® | SYSTIMAX InstaPATCH® 360 |  | Ruggedized fanout
FNXMPSCAG |  | Base Product | OM4 MPO (Unpinned) to SC/UPC, InstaPATCH® 360 Ruggedized Fanout Cable, 36-Fiber, Low Smoke Zero Halogen | CommScope® | SYSTIMAX InstaPATCH® 360 |  | Ruggedized fanout
FNXMPSCAH |  | Base Product | OM4 MPO (Unpinned) to SC/UPC, InstaPATCH® 360 Ruggedized Fanout Cable, 48-Fiber, Low Smoke Zero Halogen | CommScope® | SYSTIMAX InstaPATCH® 360 |  | Ruggedized fanout
FNXMPLCAF |  | Base Product | OM4 MPO (Unpinned) to LC/UPC, InstaPATCH® 360 Ruggedized Fanout Cable, 24-Fiber, Low Smoke Zero Halogen | CommScope® | SYSTIMAX InstaPATCH® 360 |  | Ruggedized fanout
FNXMPSCAK |  | Base Product | MPO (Unpinned) to SC/UPC, InstaPATCH® 360 Ruggedized Fanout Cable Assembly, Multimode OM4, 72-Fiber, Aqua jacket color, Dual rated LSZH/Riser | CommScope® | SYSTIMAX InstaPATCH® 360 |  | Ruggedized fanout
FNXMPLCAG |  | Base Product | OM4 MPO (Unpinned) to LC/UPC, InstaPATCH® 360 Ruggedized Fanout Cable, 36-Fiber, Low Smoke Zero Halogen | CommScope® | SYSTIMAX InstaPATCH® 360 |  | Ruggedized fanout
FNXMXLCAG |  | Base Product | OM4 MPO (Pinned) to LC/UPC, InstaPATCH® 360 Ruggedized Fanout Cable, 36-Fiber, Low Smoke Zero Halogen | CommScope® | SYSTIMAX InstaPATCH® 360 |  | Ruggedized fanout
FNZLCLCAK |  | Base Product | OM3 LC/UPC to LC/UPC 72-Fiber InstaPATCH® 360 Ruggedized Fanout Cable, Low Smoke Zero Halogen | CommScope® | SYSTIMAX InstaPATCH® 360 |  | Ruggedized fanout
FNZLCLCAD |  | Base Product | OM3 LC/UPC to LC/UPC 12-Fiber InstaPATCH® 360 Ruggedized Fanout Cable, Low Smoke Zero Halogen | CommScope® | SYSTIMAX InstaPATCH® 360 |  | Ruggedized fanout
FNZLCLCAF |  | Base Product | OM3 LC/UPC to LC/UPC 24-Fiber InstaPATCH® 360 Ruggedized Fanout Cable, Low Smoke Zero Halogen | CommScope® | SYSTIMAX InstaPATCH® 360 |  | Ruggedized fanout
FNZLCLCAG |  | Base Product | OM3 LC/UPC to LC/UPC 36-Fiber InstaPATCH® 360 Ruggedized Fanout Cable, Low Smoke Zero Halogen | CommScope® | SYSTIMAX InstaPATCH® 360 |  | Ruggedized fanout
FNZLCLCAH |  | Base Product | LazrSPEED® 300 LC/UPC to LC/UPC, InstaPATCH® 360 Ruggedized Fanout Cable, 48-Fiber, LSZH | CommScope® | SYSTIMAX InstaPATCH® 360 |  | Ruggedized fanout
FNZSCSCAD |  | Base Product | OM3 SC/UPC to SC/UPC 12-Fiber InstaPATCH® 360 Ruggedized Fanout Cable, Low Smoke Zero Halogen | CommScope® | SYSTIMAX InstaPATCH® 360 |  | Ruggedized fanout
ULGMPLUCP |  | Base Product | Ultra Low Loss ULL TeraSPEED® MPO(Unpinned) to LC/UPC Uniboot Ruggedized fanout Cable, 288-Fiber, Plenum, 12 fiber PmP 2.0 mm Dca | CommScope® | SYSTIMAX ULL |  | Ruggedized fanout
UNGMXLUCP |  | Base Product | Ultra Low Loss ULL TeraSPEED® MPO(Pinned) to LC/UPC Uniboot Ruggedized fanout Cable, 288-Fiber, LSZH, 12 fiber PmP 2.0 mm Dca | CommScope® | SYSTIMAX ULL |  | Ruggedized fanout
UGGMXMXCP |  | Base Product | Ultra Low Loss (ULL) Singlemode MPO12 (Pinned) to MPO12 (Pinned) Pre-terminated Trunk Cable, Plenum, 288-Fiber | CommScope® | SYSTIMAX ULL |  | Fiber trunk cable assembly
UGGQXQXTP |  | Base Product | Ultra Low Loss (ULL) Singlemode MPO8 (Pinned) to MPO8 (Pinned) Pre-terminated Trunk Cable, Plenum, 288-Fiber | CommScope® | SYSTIMAX ULL |  | Fiber trunk cable assembly
ALGLCLCCL |  | Base Product | Ultra Low Loss ULL TeraSPEED® LC/UPC to LC/UPC Ruggedized fanout Cable, 96-Fiber, Plenum, Method A | CommScope® | SYSTIMAX ULL |  | Ruggedized fanout
ALGLCLCCM |  | Base Product | Ultra Low Loss ULL TeraSPEED® LC/UPC to LC/UPC Ruggedized fanout Cable, 144-Fiber, Plenum, 12 fiber PmP 2.0 mm Dca, Method A | CommScope® | SYSTIMAX ULL |  | Ruggedized fanout
UJGQPQPTM |  | Base Product | Ultra Low Loss (ULL) Singlemode MPO8 (Non-Pinned) to MPO8 (Non-Pinned), Fiber Trunk Cable Assembly, 144-Fiber, Dual Rated (OFNR/LSZH) | CommScope® | Propel ¦ SYSTIMAX ULL |  | Fiber trunk cable assembly
UJGQPQPTN |  | Base Product | Ultra Low Loss (ULL) Singlemode MPO8 (Un-pinned) to MPO8 (Non-pinned), Fiber Trunk Cable Assembly, 192-Fiber, Dual Rated (OFNR/LSZH) | CommScope® | Propel ¦ SYSTIMAX ULL |  | Fiber trunk cable assembly
ULGLUUCRF |  | Base Product | Ultra Low Loss (ULL) Singlemode LC/UPC Uniboot to Unconnectorized Ruggedized fanout Cable, 24-Fiber, Rollable Ribbon, Plenum | CommScope® | SYSTIMAX ULL |  | Ruggedized fanout
UGGMXMXCN |  | Base Product | Ultra Low Loss ULL TeraSPEED® MPO(Pinned) to MPO(Pinned) Pre-terminated Trunk Cable, MPO12, 12-Fiber, Plenum, 192 fiber PmP 2.0 mm Dca | CommScope® | SYSTIMAX ULL |  | Fiber trunk cable assembly
UHXMPMPCF |  | Base Product | Ultra Low Loss (ULL), OM4 MPO (Unpinned) to MPO (Unpinned), InstaPATCH® 360 Armored Pre-terminated Trunk Cable, 24-Fiber, Plenum | CommScope® | SYSTIMAX InstaPATCH® 360 |  | Fiber trunk cable assembly
UHXMPMPCH |  | Base Product | Ultra Low Loss (ULL), OM4 MPO (Unpinned) to MPO (Unpinned), InstaPATCH® 360 Armored Pre-terminated Trunk Cable, 48-Fiber, Plenum | CommScope® | SYSTIMAX InstaPATCH® 360 |  | Fiber trunk cable assembly
UHXMPMPCL |  | Base Product | Ultra Low Loss (ULL), OM4 MPO (Unpinned) to MPO (Unpinned), InstaPATCH® 360 Armored Pre-terminated Trunk Cable, 96-Fiber, Plenum | CommScope® | SYSTIMAX InstaPATCH® 360 |  | Fiber trunk cable assembly
UHGMPMPCM |  | Base Product | Ultra Low Loss, Singlemode MPO12 APC (unpinned) to MPO12 APC (unpinned) Fiber Trunk Cable Assembly, 144-Fiber, Armored Indoor Plenum | CommScope® | SYSTIMAX ULL |  | Fiber trunk cable assembly
UHVMPMPCH |  | Base Product | Ultra Low Loss (ULL) LazrSPEED® 550 OM5 MPO12(Unpinned) to MPO12(Unpinned), Armored Pre-terminated Trunk Cable, 48-Fiber, Plenum | CommScope® | SYSTIMAX ULL |  | Fiber trunk cable assembly
UKGMPMPCH |  | Base Product | Ultra Low Loss, Singlemode MPO12 APC (unpinned) to MPO12 APC (unpinned) Fiber Trunk Cable Assembly, 48-Fiber, Armored Indoor Dual Rated (OFNR/LSZH) | CommScope® | SYSTIMAX ULL |  | Fiber trunk cable assembly
UKGMPMPCM |  | Base Product | Ultra Low Loss, Singlemode MPO12 APC (unpinned) to MPO12 APC (unpinned) Fiber Trunk Cable Assembly, 144-Fiber, Armored Indoor Dual Rated (OFNR/LSZH) | CommScope® | SYSTIMAX ULL |  | Fiber trunk cable assembly
UKGMPMXCD |  | Base Product | Ultra Low Loss (ULL) Singlemode MPO12 (Unpinned) to MPO12 (Pinned), Armored Pre-terminated Trunk Cable, 12-Fiber, Low Smoke Zero Halogen (LSZH) | CommScope® | SYSTIMAX ULL |  | Fiber trunk cable assembly
UKGMPMXCK |  | Base Product | Ultra Low Loss (ULL) Singlemode MPO12 (Unpinned) to MPO12 (Pinned), Armored Pre-terminated Trunk Cable, 72-Fiber, Low Smoke Zero Halogen (LSZH) | CommScope® | SYSTIMAX ULL |  | Fiber trunk cable assembly
UKXMPMPCD |  | Base Product | Ultra Low Loss (ULL) OM4 MPO12 UPC (unpinned) to MPO12 UPC (unpinned) Fiber Trunk Cable Assembly, 12-Fiber, Armored Indoor Low Smoke Zero Halogen (LSZH) | CommScope® | SYSTIMAX ULL |  | Fiber trunk cable assembly
UKXMPMPCF |  | Base Product | Ultra Low Loss (ULL) OM4 MPO12 UPC (unpinned) to MPO12 UPC (unpinned) Fiber Trunk Cable Assembly, 24-Fiber, Armored Indoor Low Smoke Zero Halogen (LSZH) | CommScope® | SYSTIMAX ULL |  | Fiber trunk cable assembly
UKXMPMPCL |  | Base Product | Ultra Low Loss (ULL) OM4 MPO12 UPC (unpinned) to MPO12 UPC (unpinned) Fiber Trunk Cable Assembly, 96-Fiber, Armored Indoor Low Smoke Zero Halogen (LSZH) | CommScope® | SYSTIMAX ULL |  | Fiber trunk cable assembly
UKXMPMXCD |  | Base Product | Ultra Low Loss (ULL) Multimode OM4 MPO12 (Unpinned) to MPO12 (Pinned), Armored Pre-terminated Trunk Cable, 12-Fiber, Low Smoke Zero Halogen (LSZH) | CommScope® | SYSTIMAX ULL |  | Fiber trunk cable assembly
UKXMPMXCG |  | Base Product | Ultra Low Loss (ULL) Multimode OM4 MPO12 (Unpinned) to MPO12 (Pinned), Armored Pre-terminated Trunk Cable, 36-Fiber, Low Smoke Zero Halogen (LSZH) | CommScope® | SYSTIMAX ULL |  | Fiber trunk cable assembly
UKXMPMXCK |  | Base Product | Ultra Low Loss (ULL) Multimode OM4 MPO12 (Unpinned) to MPO12 (Pinned), Armored Pre-terminated Trunk Cable, 72-Fiber, Low Smoke Zero Halogen (LSZH) | CommScope® | SYSTIMAX ULL |  | Fiber trunk cable assembly
UHXMPMPCK |  | Base Product | Ultra Low Loss (ULL), OM4 MPO (Unpinned) to MPO (Unpinned), InstaPATCH® 360 Armored Pre-terminated Trunk Cable, 72-Fiber, Plenum | CommScope® | SYSTIMAX InstaPATCH® 360 |  | Fiber trunk cable assembly
UHXMPMXCD |  | Base Product | Ultra Low Loss (ULL), OM4 MPO (Unpinned) to MPO (Pinned), InstaPATCH® 360 Armored Pre-terminated Trunk Cable, 12-Fiber, Plenum | CommScope® | SYSTIMAX InstaPATCH® 360 |  | Fiber trunk cable assembly
UHXMPMXCG |  | Base Product | Ultra Low Loss (ULL), OM4 MPO (Unpinned) to MPO (Pinned), InstaPATCH® 360 Armored Pre-terminated Trunk Cable, 36-Fiber, Plenum | CommScope® | SYSTIMAX InstaPATCH® 360 |  | Fiber trunk cable assembly
UHXMPMXCH |  | Base Product | Ultra Low Loss (ULL), OM4 MPO (Unpinned) to MPO (Pinned), InstaPATCH® 360 Armored Pre-terminated Trunk Cable, 48-Fiber, Plenum | CommScope® | SYSTIMAX InstaPATCH® 360 |  | Fiber trunk cable assembly
UHXMPMXCL |  | Base Product | Ultra Low Loss (ULL), OM4 MPO (Unpinned) to MPO (Pinned), InstaPATCH® 360 Armored Pre-terminated Trunk Cable, 96-Fiber, Plenum | CommScope® | SYSTIMAX InstaPATCH® 360 |  | Fiber trunk cable assembly
UQGQXQPF8 |  | Base Product | Ultra Low Loss (ULL) Singlemode MPO8 (Pinned) to MPO8 (Non-Pinned), Fiber Array Cable Assembly, 8-Fiber, Plenum | CommScope® | Propel ¦ SYSTIMAX ULL |  | Fiber array cable assembly
1073A |  | Base Product | GigaREACH™ XL 1073A Category 6 Cable | SYSTIMAX® | GigaSPEED XL® |  | Twisted pair cable
1573A |  | Base Product | GigaREACH™ XL 1573A Category 6 Cable | SYSTIMAX® | GigaSPEED XL® |  | Twisted pair cable
3073A |  | Base Product | GigaREACH™ XL 3073A Category 6 Cable | SYSTIMAX® | GigaSPEED XL® |  | Twisted pair cable
U3GMPUCCD |  | Base Product | Ultra Low Loss (ULL) Singlemode MPO12 (Unpinned) to Unconnectorized, Fiber Trunk Cable Assembly, 12-Fiber, CPR Class B2ca, Low Smoke Zero Halogen/Riser | CommScope® | SYSTIMAX ULL |  | Fiber trunk cable assembly
U3GMPUCCF |  | Base Product | Ultra Low Loss (ULL) Singlemode MPO12 (Unpinned) to Unconnectorized, Fiber Trunk Cable Assembly, 24-Fiber, CPR Class B2ca, Low Smoke Zero Halogen/Riser | CommScope® | SYSTIMAX ULL |  | Fiber trunk cable assembly
U3GMPUCCH |  | Base Product | Ultra Low Loss (ULL) Singlemode MPO12 (Unpinned) to Unconnectorized, Fiber Trunk Cable Assembly, 48-Fiber, CPR Class B2ca, Low Smoke Zero Halogen/Riser | CommScope® | SYSTIMAX ULL |  | Fiber trunk cable assembly
U3GMPUCCK |  | Base Product | Ultra Low Loss (ULL) Singlemode MPO12 (Unpinned) to Unconnectorized, Fiber Trunk Cable Assembly, 72-Fiber, CPR Class B2ca,Low Smoke Zero Halogen/Riser | CommScope® | SYSTIMAX ULL |  | Fiber trunk cable assembly
U3GMPUCCL |  | Base Product | Ultra Low Loss (ULL) Singlemode MPO12 (Unpinned) to Unconnectorized, Fiber Trunk Cable Assembly, 96-Fiber, CPR Class B2ca, Low Smoke Zero Halogen/Riser | CommScope® | SYSTIMAX ULL |  | Fiber trunk cable assembly
UNGLULUT8 |  | Base Product | Singlemode LC/UPC Uniboot to LC/UPC Uniboot Ruggedized fanout Cable, 8-Fiber, Dual Rated LSZH/Riser, 8 fiber PmP 2.0 mm | CommScope® | Propel ¦ SYSTIMAX ULL |  | Ruggedized fanout
ARGRPLU7R |  | Base Product | Ultra Low Loss (ULL) Singlemode, MPO16 (Non-Pinned) to LC Uniboot, Fiber Array Cable Assembly, 16-Fiber, Dual Rated (OFNR/LSZH), Method A | CommScope® | Propel ¦ SYSTIMAX ULL |  | Fiber array cable assembly
UDGSPSPK2 |  | Base Product | Ultra Low Loss (ULL) Singlemode, SN/APC to SN/APC, 2-Fiber, Patch Cord, Plenum | CommScope® | SYSTIMAX ULL | UDG | Fiber patch cord ¦ duplex
ARGRPQP7R |  | Base Product | Ultra Low Loss (ULL) Singlemode G.657.A2, 1X2, MPO16 (Non-Pinned) to MPO8 (Non-Pinned), 16-Fiber, Conversion Array, Dual Rated (OFNR/LSZH), Method A | CommScope® | Propel ¦ SYSTIMAX ULL |  | Fiber conversion array cable assembly
UPGLCUCCL |  | Base Product | Ultra Low Loss (ULL) Singlemode LC/UPC to Unconnectorized Armored Pre-terminated Trunk Cable, 96-Fiber, Dual Rated LSZH/Riser | CommScope® | SYSTIMAX ULL |  | Ruggedized fanout
CSAAD | IP6A-12BUTP-O1S-O1S | Base Product | InstaPATCH® Cu GigaSPEED X10D® U/UTP LSZH Class B2ca Preterminated Copper Cable, single row standard density outlet to single row standard density outlet, 12 links | CommScope® | GigaSPEED XL® ¦ InstaPATCH® Cu |  | Copper trunk cable assembly
U3GQPQPT8 |  | Base Product | Ultra Low Loss (ULL) Singlemode MPO8 (Non-Pinned) to MPO8 (Non-Pinned), Fiber Trunk Cable Assembly, 8-Fiber, LZSH B2ca | CommScope® | Propel ¦ SYSTIMAX ULL |  | Fiber trunk cable assembly
U3GQWQWTH |  | Base Product | Ultra Low Loss (ULL) Singlemode MPO8 (Non-Pinned) Push Pull to MPO8 (Non-Pinned) Push Pull, Fiber Trunk Cable Assembly, 48-Fiber, LZSH B2ca | CommScope® | Propel |  | Fiber trunk cable assembly
UGGQYQYTQ |  | Base Product | Ultra Low Loss (ULL) Singlemode MPO8 (Pinned) Push Pull to MPO8 (Pinned) Push Pull, Fiber Trunk Cable Assembly, 128-Fiber, Plenum | CommScope® | Propel |  | Fiber trunk cable assembly
CYBBB | IP6ASD-06RUTP-O2S-O2S | Base Product | InstaPATCH® Cu GigaSPEED X10D® U/UTP Riser Preterminated Copper Cable, dual row standard density outlet to dual row standard density outlet, 6 links | CommScope® | GigaSPEED X10D® ¦ InstaPATCH® Cu |  | Copper trunk cable assembly
A3GMPMPCP |  | Base Product | Ultra Low Loss (ULL) Singlemode MPO12 (Non-Pinned) to MPO12 (Non-Pinned) Pre-terminated Trunk Cable, 12 fiber PmP 2.0mm / LSZH B2ca, 288-Fiber | CommScope® | SYSTIMAX ULL |  | Fiber trunk cable assembly
UQVQVBVF8 |  | Base Product | Ultra Low Loss (ULL) OM5, 1X2, MPO8 Multimode APC (Non-Pinned) to MPO4 Multimode APC (Non-Pinned), 8-Fiber, Conversion Array, Plenum | CommScope® | Propel ¦ SYSTIMAX ULL |  | Fiber conversion array cable assembly
UQVQVQPF8 |  | Base Product | Ultra Low Loss (ULL) OM5 MPO APC (Non-Pinned) to MPO (Non-Pinned), Fiber Trunk Cable Assembly, 8-Fiber, Plenum | CommScope® | Propel ¦ SYSTIMAX ULL |  | Fiber array cable assembly
3081B |  | Base Product | GigaSPEED XL5™ 3081B ETL Verified Category 6 U/UTP Cable | SYSTIMAX® | GigaSPEED XL® |  | Twisted pair cable
FAWSCUC01 |  | Base Product | Low Loss Singlemode SC/UPC to Stub, Fiber Pigtail, Simplex 0.9mm, Unrated | CommScope® |  | FAW | Fiber pigtail ¦ unjacketed
UNGLCLACF |  | Base Product | Ultra Low Loss ULL TeraSPEED® LC/UPC to LC/APC Ruggedized fanout Cable, 24-Fiber, LSZH | CommScope® | SYSTIMAX ULL |  | Ruggedized fanout
UFXSNLUK2 |  | Base Product | Ultra Low Loss (ULL) Multimode OM4, SN/UPC to LC/UPC Uniboot, 2-Fiber, Jumper Fanout Cable LSZH | CommScope® | SYSTIMAX ULL | UFX | Fiber patch cord ¦ duplex
URGQWQWJ8 |  | Base Product | Ultra Low Loss (ULL) Singlemode MPO8 (Unpinned) Push-Pull to MPO8 (Unpinned) Push-Pull, Fiber Extension Cable Assembly, 8-Fiber, Low Smoke Zero Halogen | CommScope® | SYSTIMAX ULL |  | Fiber array cable assembly
UJGMXMXCN |  | Base Product | Ultra Low Loss Singlemode MPO12 Pinned to MPO12 Pinned 192-Fiber Pre-terminated Trunk Cable, Low Smoke Zero Halogen/Riser | CommScope® | SYSTIMAX ULL |  | Fiber trunk cable assembly
ALGLUUCCF |  | Base Product | Ultra Low Loss Method A Singlemode LC/UPC Uniboot to Unconnectorized Ruggedized Fanout Cable, 24-Fiber, Plenum, 250µm 12 fiber PmP | CommScope® | SYSTIMAX ULL |  | Ruggedized fanout
XPPCSRM/M |  | Base Product | CommScope XPND™ Singlemode LC/APC to LC/APC, Fiber Patch Cord, 1.6 mm Simplex, Dual Rated LSZH/Riser | CommScope® | SYSTIMAX InstaPATCH® 360 | XPPC | Fiber patch cord ¦ simplex
XPPCSR8/8 |  | Base Product | CommScope XPND™ Singlemode LC/UPC to LC/UPC, Fiber Patch Cord, 1.6 mm Simplex, Dual Rated LSZH/Riser | CommScope® | SYSTIMAX InstaPATCH® 360 | XPPC | Fiber patch cord ¦ simplex
FFVLCSC42 |  | Base Product | OM5 LC/UPC to SC/UPC, Fiber Patch Cord, 1.6 mm Duplex, Low Smoke Zero Halogen (LSZH) | CommScope® | SYSTIMAX InstaPATCH® 360 | FFV | Fiber patch cord ¦ duplex
FPWLCLCDD |  | Base Product | SingleMode LC/UPC to LC/UPC, InstaPATCH® 360 Indoor/Outdoor Armored Ruggedized Fiber Fanout Cable Assembly, 12-Fiber, LSZH/Riser | CommScope® | SYSTIMAX InstaPATCH® 360 |  | Ruggedized fanout
UNGRWLU8M |  | Variant | Ultra Low Loss (ULL) MPO16 (Unpinned) Push-Pull to LC/UPC Uniboot, Ruggedized Fanout Cable, 144-Fiber, Dual Rated (OFNR/LSZH) | CommScope® | SYSTIMAX ULL |  | Ruggedized fanout
ULGLCLCCP |  | Base Product | Ultra Low Loss ULL TeraSPEED® LC/UPC to LC/UPC Ruggedized fanout Cable, 288-Fiber, Plenum | CommScope® | SYSTIMAX ULL |  | Ruggedized fanout
CPCFFV2 |  | Base Product | GigaSPEED X10D® VisiPatch® 360 to VisiPatch® 360 4 Pair Solid Patch Cord, Small Diameter, LS-CM Dual Rated | SYSTIMAX® | GigaSPEED X10D® ¦ VisiPatch 360® | CPC | Twisted pair patch cord
URXQVBPF8 |  | Base Product | Ultra Low Loss (ULL) OM4 MPO-8 APC (Non-Pinned) to 2 x MPO-4 UPC (Non-Pinned), Fiber Trunk Cable Assembly, 8-Fiber, Dual Rated (OFNR/LSZH) | CommScope® | Propel ¦ SYSTIMAX ULL |  | Fiber conversion array cable assembly
ARGQXLCJ8 |  | Base Product | Ultra Low Loss Singlemode MPO8 Pinned to LC/UPC 8-Fiber, Method A, Low Smoke Zero Halogen Array Cord | CommScope® | SYSTIMAX ULL |  | Fiber array cable assembly
AQGMXLUGD |  | Base Product | Singlemode MPO12 (Pinned) to LC/UPC Uniboot, Array Cord, 12-Fiber, Plenum | CommScope® |  |  | Fiber array cable assembly
AQGQPLUJ8 |  | Base Product | Ultra Low Loss (ULL) Singlemode MPO8 (Unpinned) to LC/UPC Uniboot, Fiber Extension Cable Assembly, 8-Fiber, Plenum | CommScope® | SYSTIMAX ULL |  | Fiber array cable assembly
UFGLUSU62 |  | Base Product | Ultra Low Loss Singlemode, LC/UPC Uniboot to SC/UPC Uniboot, 2.0 mm Duplex Fiber Patch Cord, Low Smoke Zero Halogen/Riser | CommScope® | SYSTIMAX ULL | UFG | Fiber patch cord ¦ duplex
UFXLULU62-MGM |  | Base Product | Ultra Low Loss OM4, LC/UPC Uniboot to LC/UPC Uniboot, 2.0 mm Duplex Fiber Patch Cord, Low Smoke Zero Halogen/Riser | CommScope® | SYSTIMAX ULL | UFX | Fiber patch cord ¦ duplex
Z8XMPMPAD |  | Base Product | Fiber trunk cable assembly, Multimode OM4, MPO (Unpinned) to MPO (Unpinned), 12-Fiber, Low Smoke Zero Halogen | CommScope® |  |  | Fiber trunk cable assembly
CTKJB | IP6A-06BFTP-MGS600S-PG2H | Base Product | InstaPATCH® Cu GigaSPEED X10D® F/FTP LSZH Class B2ca Preterminated Copper Cable, single row standard density outlet to dual row high density RJ45 plug, 6 links | CommScope® | GigaSPEED X10D® ¦ InstaPATCH® Cu |  | Copper trunk cable assembly
AFGSFSFM2 |  | Base Product | Fiber Patch Cord, Singlemode G.657.A2, Grade B, SC/UPC to SC/UPC, Duplex, 1.6 mm LSZH jacket | CommScope® |  | AFG | Fiber patch cord ¦ duplex
ACGSFUCN1 |  | Base Product | Singlemode SC/UPC to Stub, Fiber Pigtail, Simplex 0.6 mm, Low Smoke Zero Halogen | CommScope® |  | ACG | Fiber pigtail ¦ unjacketed
CAAAB | IP6A-06PUTP-O1S-O1S | Base Product | InstaPATCH® Cu GigaSPEED X10D® U/UTP Plenum Preterminated Copper Cable, single row standard density outlet to single row standard density outlet, 6 links | CommScope® | GigaSPEED X10D® ¦ InstaPATCH® Cu |  | Copper trunk cable assembly
CAAJG | IP6A-24PUTP-O1S-PG2H | Base Product | InstaPATCH® Cu GigaSPEED X10D® U/UTP Plenum Preterminated Copper Cable, single row standard density outlet to dual row high density RJ45 plug, 24 links | CommScope® | GigaSPEED X10D® ¦ InstaPATCH® Cu |  | Copper trunk cable assembly
CAAAC | IP6A-08PUTP-O1S-O1S | Base Product | InstaPATCH® Cu GigaSPEED X10D® U/UTP Plenum Preterminated Copper Cable, single row standard density outlet to single row standard density outlet, 8 links | CommScope® | GigaSPEED X10D® ¦ InstaPATCH® Cu |  | Copper trunk cable assembly
CAAXG | IP6A-24PUTP-O1S-BLUNT | Base Product | InstaPATCH® Cu GigaSPEED X10D® U/UTP Plenum Preterminated Copper Cable, single row standard density outlet to unterminated, 24 links | CommScope® | GigaSPEED X10D® ¦ InstaPATCH® Cu |  | Copper trunk cable assembly
CABGG | IP6A-24PUTP-O2S-PG1S | Base Product | InstaPATCH® Cu GigaSPEED X10D® U/UTP Plenum Preterminated Copper Cable, dual row standard density outlet to single row standard density RJ45 plug, 24 links | CommScope® | GigaSPEED X10D® ¦ InstaPATCH® Cu |  | Copper trunk cable assembly
CAARB | IP6A-06PUTP-O1S-1100E | Base Product | InstaPATCH® Cu GigaSPEED X10D® U/UTP Plenum Preterminated Copper Cable, single row standard density outlet to 360 1100 Evolve module, 6 links | CommScope® | GigaSPEED X10D® ¦ InstaPATCH® Cu |  | Copper trunk cable assembly
CAASD | IP6A-12PUTP-O1S-1LK12 | Base Product | InstaPATCH® Cu GigaSPEED X10D® U/UTP Plenum Preterminated Copper Cable, single row standard density outlet to dual row OneLink 2x6, 12 links | CommScope® | GigaSPEED X10D® ¦ InstaPATCH® Cu |  | Copper trunk cable assembly
CABAC | IP6A-08PUTP-O2S-O1S | Base Product | InstaPATCH® Cu GigaSPEED X10D® U/UTP Plenum Preterminated Copper Cable, dual row standard density outlet to single row standard density outlet, 8 links | CommScope® | GigaSPEED X10D® ¦ InstaPATCH® Cu |  | Copper trunk cable assembly
CAABB | IP6A-06PUTP-O1S-O2S | Base Product | InstaPATCH® Cu GigaSPEED X10D® U/UTP Plenum Preterminated Copper Cable, single row standard density outlet to dual row standard density outlet, 6 links | CommScope® | GigaSPEED X10D® ¦ InstaPATCH® Cu |  | Copper trunk cable assembly
CABJG | IP6A-24PUTP-O2S-PG2H | Base Product | InstaPATCH® Cu GigaSPEED X10D® U/UTP Plenum Preterminated Copper Cable, dual row standard density outlet to dual row high density RJ45 plug, 24 links | CommScope® | GigaSPEED X10D® ¦ InstaPATCH® Cu |  | Copper trunk cable assembly
CABAD | IP6A-12PUTP-O2S-O1S | Base Product | InstaPATCH® Cu GigaSPEED X10D® U/UTP Plenum Preterminated Copper Cable, dual row standard density outlet to single row standard density outlet, 12 links | CommScope® | GigaSPEED X10D® ¦ InstaPATCH® Cu |  | Copper trunk cable assembly
CAATC | IP6A-08PUTP-O1S-1LK08 | Base Product | InstaPATCH® Cu GigaSPEED X10D® U/UTP Plenum Preterminated Copper Cable, single row standard density outlet to dual row OneLink 2x4, 8 links | CommScope® | GigaSPEED X10D® ¦ InstaPATCH® Cu |  | Copper trunk cable assembly
CABAG | IP6A-24PUTP-O2S-O1S | Base Product | InstaPATCH® Cu GigaSPEED X10D® U/UTP Plenum Preterminated Copper Cable, dual row standard density outlet to single row standard density outlet, 24 links | CommScope® | GigaSPEED X10D® ¦ InstaPATCH® Cu |  | Copper trunk cable assembly
CABXB | IP6A-06PUTP-O2S-BLUNT | Base Product | InstaPATCH® Cu GigaSPEED X10D® U/UTP Plenum Preterminated Copper Cable, dual row standard density outlet to unterminated, 6 links | CommScope® | GigaSPEED X10D® ¦ InstaPATCH® Cu |  | Copper trunk cable assembly
CACJG | IP6A-24PUTP-O2H-PG2H | Base Product | InstaPATCH® Cu GigaSPEED X10D® U/UTP Plenum Preterminated Copper Cable, dual row high density outlet to dual row high density RJ45 plug, 24 links | CommScope® | GigaSPEED X10D® ¦ InstaPATCH® Cu |  | Copper trunk cable assembly
CAGRG | IP6A-24PUTP-PG1S-1100E | Base Product | InstaPATCH® Cu GigaSPEED X10D® U/UTP Plenum Preterminated Copper Cable, single row standard density RJ45 plug to 360 1100 Evolve module, 24 links | CommScope® | GigaSPEED X10D® ¦ InstaPATCH® Cu |  | Copper trunk cable assembly
CABBB | IP6A-06PUTP-O2S-O2S | Base Product | InstaPATCH® Cu GigaSPEED X10D® U/UTP Plenum Preterminated Copper Cable, dual row standard density outlet to dual row standard density outlet, 6 links | CommScope® | GigaSPEED X10D® ¦ InstaPATCH® Cu |  | Copper trunk cable assembly
CAGGA | IP6A-04PUTP-PG1S-PG1S | Base Product | InstaPATCH® Cu GigaSPEED X10D® U/UTP Plenum Preterminated Copper Cable, single row standard density RJ45 plug to single row standard density RJ45 plug, 4 links | CommScope® | GigaSPEED X10D® ¦ InstaPATCH® Cu |  | Copper trunk cable assembly
CABXC | IP6A-08PUTP-O2S-BLUNT | Base Product | InstaPATCH® Cu GigaSPEED X10D® U/UTP Plenum Preterminated Copper Cable, dual row standard density outlet to unterminated, 8 links | CommScope® | GigaSPEED X10D® ¦ InstaPATCH® Cu |  | Copper trunk cable assembly
CAABG | IP6A-24PUTP-O1S-O2S | Base Product | InstaPATCH® Cu GigaSPEED X10D® U/UTP Plenum Preterminated Copper Cable, single row standard density outlet to dual row standard density outlet, 24 links | CommScope® | GigaSPEED X10D® ¦ InstaPATCH® Cu |  | Copper trunk cable assembly
CABRB | IP6A-06PUTP-O2S-1100E | Base Product | InstaPATCH® Cu GigaSPEED X10D® U/UTP Plenum Preterminated Copper Cable, dual row standard density outlet to 360 1100 Evolve module, 6 links | CommScope® | GigaSPEED X10D® ¦ InstaPATCH® Cu |  | Copper trunk cable assembly
CAGSD | IP6A-12PUTP-PLUG-1LK12 | Base Product | InstaPATCH® Cu GigaSPEED X10D® U/UTP Plenum Preterminated Copper Cable, RJ45 to dual row OneLink 2x6, 12 links | CommScope® | GigaSPEED X10D® ¦ InstaPATCH® Cu |  | Copper trunk cable assembly
CAHRD | IP6A-12PUTP-PG2S-1100E | Base Product | InstaPATCH® Cu GigaSPEED X10D® U/UTP Plenum Preterminated Copper Cable, dual row standard density RJ45 plug to 360 1100 Evolve module, 12 links | CommScope® | GigaSPEED X10D® ¦ InstaPATCH® Cu |  | Copper trunk cable assembly
CAAXB | IP6A-06PUTP-O1S-BLUNT | Base Product | InstaPATCH® Cu GigaSPEED X10D® U/UTP Plenum Preterminated Copper Cable, single row standard density outlet to unterminated, 6 links | CommScope® | GigaSPEED X10D® ¦ InstaPATCH® Cu |  | Copper trunk cable assembly
CABXD | IP6A-12PUTP-O2S-BLUNT | Base Product | InstaPATCH® Cu GigaSPEED X10D® U/UTP Plenum Preterminated Copper Cable, dual row standard density outlet to unterminated, 12 links | CommScope® | GigaSPEED X10D® ¦ InstaPATCH® Cu |  | Copper trunk cable assembly
CABSD | IP6A-12PUTP-O2S-1LK12 | Base Product | InstaPATCH® Cu GigaSPEED X10D® U/UTP Plenum Preterminated Copper Cable, dual row standard density outlet to dual row OneLink 2x6, 12 links | CommScope® | GigaSPEED X10D® ¦ InstaPATCH® Cu |  | Copper trunk cable assembly
CABBD | IP6A-12PUTP-O2S-O2S | Base Product | InstaPATCH® Cu GigaSPEED X10D® U/UTP Plenum Preterminated Copper Cable, dual row standard density outlet to dual row standard density outlet, 12 links | CommScope® | GigaSPEED X10D® ¦ InstaPATCH® Cu |  | Copper trunk cable assembly
CAAHG | IP6A-24PUTP-O1S-PG2S | Base Product | InstaPATCH® Cu GigaSPEED X10D® U/UTP Plenum Preterminated Copper Cable, single row standard density outlet to dual row standard density RJ45 plug, 24 links | CommScope® | GigaSPEED X10D® ¦ InstaPATCH® Cu |  | Copper trunk cable assembly
CABBG | IP6A-24PUTP-O2S-O2S | Base Product | InstaPATCH® Cu GigaSPEED X10D® U/UTP Plenum Preterminated Copper Cable, dual row standard density outlet to dual row standard density outlet, 24 links | CommScope® | GigaSPEED X10D® ¦ InstaPATCH® Cu |  | Copper trunk cable assembly
CAGXB | IP6A-06PUTP-PG1S-BLUNT | Base Product | InstaPATCH® Cu GigaSPEED X10D® U/UTP Plenum Preterminated Copper Cable, single row standard density RJ45 plug to unterminated, 6 links | CommScope® | GigaSPEED X10D® ¦ InstaPATCH® Cu |  | Copper trunk cable assembly
CANND | IP6A-12PUTP-1100L-1100L | Base Product | InstaPATCH® Cu GigaSPEED X10D® U/UTP Plenum Preterminated Copper Cable, 1100 module to 1100 module, 12 links | CommScope® | GigaSPEED X10D® ¦ InstaPATCH® Cu |  | Copper trunk cable assembly
CABXG | IP6A-24PUTP-O2S-BLUNT | Base Product | InstaPATCH® Cu GigaSPEED X10D® U/UTP Plenum Preterminated Copper Cable, dual row standard density outlet to unterminated, 24 links | CommScope® | GigaSPEED X10D® ¦ InstaPATCH® Cu |  | Copper trunk cable assembly
CAHSD | IP6A-12PUTP-PG2S-1LK12 | Base Product | InstaPATCH® Cu GigaSPEED X10D® U/UTP Plenum Preterminated Copper Cable, dual row standard density RJ45 plug to dual row OneLink 2x6, 12 links | CommScope® | GigaSPEED X10D® ¦ InstaPATCH® Cu |  | Copper trunk cable assembly
CANXF | IP6A-18PUTP-1100L-BLUNT | Base Product | InstaPATCH® Cu GigaSPEED X10D® U/UTP Plenum Preterminated Copper Cable, 1100 module to unterminated, 18 links | CommScope® | GigaSPEED X10D® ¦ InstaPATCH® Cu |  | Copper trunk cable assembly
CARSD | IP6A-12PUTP-1100E-1LK12 | Base Product | InstaPATCH® Cu GigaSPEED X10D® U/UTP Plenum Preterminated Copper Cable, 360 1100 Evolve module to dual row OneLink 2x6, 12 links | CommScope® | GigaSPEED X10D® ¦ InstaPATCH® Cu |  | Copper trunk cable assembly
CAGXD | IP6A-12PUTP-PG1S-BLUNT | Base Product | InstaPATCH® Cu GigaSPEED X10D® U/UTP Plenum Preterminated Copper Cable, single row standard density RJ45 plug to unterminated, 12 links | CommScope® | GigaSPEED X10D® ¦ InstaPATCH® Cu |  | Copper trunk cable assembly
CANNF | IP6A-18PUTP-1100L-1100L | Base Product | InstaPATCH® Cu GigaSPEED X10D® U/UTP Plenum Preterminated Copper Cable, 1100 module to 1100 module, 18 links | CommScope® | GigaSPEED X10D® ¦ InstaPATCH® Cu |  | Copper trunk cable assembly
CACCB | IP6A-06PUTP-O2H-O2H | Base Product | InstaPATCH® Cu GigaSPEED X10D® U/UTP Plenum Preterminated Copper Cable, dual row high density outlet to dual row high density outlet, 6 links | CommScope® | GigaSPEED X10D® ¦ InstaPATCH® Cu |  | Copper trunk cable assembly
CABTC | IP6A-08PUTP-O2S-1LK08 | Base Product | InstaPATCH® Cu GigaSPEED X10D® U/UTP Plenum Preterminated Copper Cable, dual row standard density outlet to dual row OneLink 2x4, 8 links | CommScope® | GigaSPEED X10D® ¦ InstaPATCH® Cu |  | Copper trunk cable assembly
UKXMXUCAF |  | Base Product | Ultra Low Loss (ULL) Multimode OM4 MPO12 (Pinned) to Unconnectorized, Armored Pre-terminated Trunk Cable, 24-Fiber, Low Smoke Zero Halogen (LSZH) | CommScope® | SYSTIMAX ULL |  | Fiber trunk cable assembly
UKXMXUCAH |  | Base Product | Ultra Low Loss (ULL) Multimode OM4 MPO12 (Pinned) to Unconnectorized, Armored Pre-terminated Trunk Cable, 48-Fiber, Low Smoke Zero Halogen (LSZH) | CommScope® | SYSTIMAX ULL |  | Fiber trunk cable assembly
UKXMXUCAK |  | Base Product | Ultra Low Loss (ULL) Multimode OM4 MPO12 (Pinned) to Unconnectorized, Armored Pre-terminated Trunk Cable, 72-Fiber, Low Smoke Zero Halogen (LSZH) | CommScope® | SYSTIMAX ULL |  | Fiber trunk cable assembly
UKXMXUCAL |  | Base Product | Ultra Low Loss (ULL) Multimode OM4 MPO12 (Pinned) to Unconnectorized, Armored Pre-terminated Trunk Cable, 96-Fiber, Low Smoke Zero Halogen (LSZH) | CommScope® | SYSTIMAX ULL |  | Fiber trunk cable assembly
UKXMXUCAM |  | Base Product | Ultra Low Loss (ULL) Multimode OM4 MPO12 (Pinned) to Unconnectorized, Armored Pre-terminated Trunk Cable, 144-Fiber, Low Smoke Zero Halogen (LSZH) | CommScope® | SYSTIMAX ULL |  | Fiber trunk cable assembly
UKXMPMXAD |  | Base Product | Ultra Low Loss (ULL) Multimode OM4 MPO12 (Unpinned) to MPO12 (Pinned), Armored Pre-terminated Trunk Cable, 12-Fiber, Low Smoke Zero Halogen (LSZH) | CommScope® | SYSTIMAX ULL |  | Fiber trunk cable assembly |  | Discontinued
UKXMPMXAF |  | Base Product | Ultra Low Loss (ULL) Multimode OM4 MPO12 (Unpinned) to MPO12 (Pinned), Armored Pre-terminated Trunk Cable, 24-Fiber, Low Smoke Zero Halogen (LSZH) | CommScope® | SYSTIMAX ULL |  | Fiber trunk cable assembly |  | Discontinued
UKXMPMXAL |  | Base Product | Ultra Low Loss (ULL) Multimode OM4 MPO12 (Unpinned) to MPO12 (Pinned), Armored Pre-terminated Trunk Cable, 96-Fiber, Low Smoke Zero Halogen (LSZH) | CommScope® | SYSTIMAX ULL |  | Fiber trunk cable assembly |  | Discontinued
UKXMPMXAM |  | Base Product | Ultra Low Loss (ULL) Multimode OM4 MPO12 (Unpinned) to MPO12 (Pinned), Armored Pre-terminated Trunk Cable, 144-Fiber, Low Smoke Zero Halogen (LSZH) | CommScope® | SYSTIMAX ULL |  | Fiber trunk cable assembly |  | Discontinued
UKVMXUCAF |  | Base Product | Ultra Low Loss (ULL) Multimode OM5 MPO12 (Pinned) to Unconnectorized, Armored Pre-terminated Trunk Cable, 24-Fiber, Low Smoke Zero Halogen (LSZH) | CommScope® | SYSTIMAX ULL |  | Fiber trunk cable assembly
UKVMXUCAG |  | Base Product | Ultra Low Loss (ULL) Multimode OM5 MPO12 (Pinned) to Unconnectorized, Armored Pre-terminated Trunk Cable, 36-Fiber, Low Smoke Zero Halogen (LSZH) | CommScope® | SYSTIMAX ULL |  | Fiber trunk cable assembly
UKVMXUCAL |  | Base Product | Ultra Low Loss (ULL) Multimode OM5 MPO12 (Pinned) to Unconnectorized, Armored Pre-terminated Trunk Cable, 96-Fiber, Low Smoke Zero Halogen (LSZH) | CommScope® | SYSTIMAX ULL |  | Fiber trunk cable assembly
UKVMPMXAG |  | Base Product | Ultra Low Loss (ULL) Multimode OM5 MPO12 (Unpinned) to MPO12 (Pinned), Armored Pre-terminated Trunk Cable, 36-Fiber, Low Smoke Zero Halogen (LSZH) | CommScope® | SYSTIMAX ULL |  | Fiber trunk cable assembly
UKGMXMXAH |  | Base Product | Ultra Low Loss (ULL) Singlemode MPO12 (Pinned) to MPO12 (Pinned), Armored Pre-terminated Trunk Cable, 48-Fiber, Low Smoke Zero Halogen (LSZH) | CommScope® | SYSTIMAX ULL |  | Fiber trunk cable assembly |  | Discontinued
UKGMXMXAK |  | Base Product | Ultra Low Loss (ULL) Singlemode MPO12 (Pinned) to MPO12 (Pinned), Armored Pre-terminated Trunk Cable, 72-Fiber, Low Smoke Zero Halogen (LSZH) | CommScope® | SYSTIMAX ULL |  | Fiber trunk cable assembly |  | Discontinued
UKGMXUCAD |  | Base Product | Ultra Low Loss (ULL) Singlemode MPO12 (Pinned) to Unconnectorized, Armored Pre-terminated Trunk Cable, 12-Fiber, Low Smoke Zero Halogen (LSZH) | CommScope® | SYSTIMAX ULL |  | Fiber trunk cable assembly
UKGMXUCAK |  | Base Product | Ultra Low Loss (ULL) Singlemode MPO12 (Pinned) to Unconnectorized, Armored Pre-terminated Trunk Cable, 72-Fiber, Low Smoke Zero Halogen (LSZH) | CommScope® | SYSTIMAX ULL |  | Fiber trunk cable assembly
UKGMXUCAL |  | Base Product | Ultra Low Loss (ULL) Singlemode MPO12 (Pinned) to Unconnectorized, Armored Pre-terminated Trunk Cable, 96-Fiber, Low Smoke Zero Halogen (LSZH) | CommScope® | SYSTIMAX ULL |  | Fiber trunk cable assembly
UKGMXUCAM |  | Base Product | Ultra Low Loss (ULL) Singlemode MPO12 (Pinned) to Unconnectorized, Armored Pre-terminated Trunk Cable, 144-Fiber, Low Smoke Zero Halogen (LSZH) | CommScope® | SYSTIMAX ULL |  | Fiber trunk cable assembly
UKGMPMXAG |  | Base Product | Ultra Low Loss (ULL) Singlemode MPO12 (Unpinned) to MPO12 (Pinned), Armored Pre-terminated Trunk Cable, 36-Fiber, Low Smoke Zero Halogen (LSZH) | CommScope® | SYSTIMAX ULL |  | Fiber trunk cable assembly
UKGMPMXAH |  | Base Product | Ultra Low Loss (ULL) Singlemode MPO12 (Unpinned) to MPO12 (Pinned), Armored Pre-terminated Trunk Cable, 48-Fiber, Low Smoke Zero Halogen (LSZH) | CommScope® | SYSTIMAX ULL |  | Fiber trunk cable assembly |  | Discontinued
UKGMPMXAK |  | Base Product | Ultra Low Loss (ULL) Singlemode MPO12 (Unpinned) to MPO12 (Pinned), Armored Pre-terminated Trunk Cable, 72-Fiber, Low Smoke Zero Halogen (LSZH) | CommScope® | SYSTIMAX ULL |  | Fiber trunk cable assembly |  | Discontinued
UKGMPMXAL |  | Base Product | Ultra Low Loss (ULL) Singlemode MPO12 (Unpinned) to MPO12 (Pinned), Armored Pre-terminated Trunk Cable, 96-Fiber, Low Smoke Zero Halogen (LSZH) | CommScope® | SYSTIMAX ULL |  | Fiber trunk cable assembly |  | Discontinued
UKGMPMXAM |  | Base Product | Ultra Low Loss (ULL) Singlemode MPO12 (Unpinned) to MPO12 (Pinned), Armored Pre-terminated Trunk Cable, 144-Fiber, Low Smoke Zero Halogen (LSZH) | CommScope® | SYSTIMAX ULL |  | Fiber trunk cable assembly |  | Discontinued
UKGMXMXAM |  | Base Product | Ultra Low Loss (ULL) Singlemode MPO12 (Pinned) to MPO12 (Pinned), Armored Pre-terminated Trunk Cable, 144-Fiber, Low Smoke Zero Halogen (LSZH) | CommScope® | SYSTIMAX ULL |  | Fiber trunk cable assembly |  | Discontinued
UBWLCUC11 |  | Base Product | TeraSPEED® LC/UPC to Unconnectorized, Fiber Pigtail, 0.9 mm SBJ | CommScope® | SYSTIMAX InstaPATCH® 360 | UBW | Fiber pigtail ¦ unjacketed
1061B |  | Base Product | PowerSUM 1061B Category 5e Copper Cable | SYSTIMAX® | PowerSUM |  | Twisted pair cable
1061C |  | Base Product | PowerSUM 1061C Category 5e Copper Cable | SYSTIMAX® | PowerSUM |  | Twisted pair cable
1592A |  | Base Product | 1592A Category 6A Cable | SYSTIMAX® |  |  | Twisted pair cable
PATCHMAX-PANELS |  | Base Product | SYSTIMAX PATCHMAX® Panels | SYSTIMAX® |  |  | RJ45 patch panel
FGGMXUCAL |  | Base Product | Low Loss Singlemode MPO12 (Pinned) to Unconnectorized, Fiber Trunk Cable Assembly, 96-Fiber, Plenum | CommScope® | InstaPATCH® 360 |  | Fiber trunk cable assembly
U3VQZQZT8 |  | Base Product | Ultra Low Loss (ULL) OM5 MPO8 APC (Pinned) to MPO8 APC (Pinned), Fiber Trunk Cable Assembly, 8-Fiber, LSZH B2ca | CommScope® | Propel ¦ SYSTIMAX ULL |  | Fiber trunk cable assembly
UGXQZQZTN |  | Base Product | Ultra Low Loss (ULL) OM4 MPO8 APC (Pinned) to MPO8 APC (Pinned), Fiber Trunk Cable Assembly, 192-Fiber, Plenum | CommScope® | Propel ¦ SYSTIMAX ULL |  | Fiber trunk cable assembly
UQXRVRZ7R |  | Base Product | Ultra Low Loss (ULL) OM4 MPO16 APC (Non-Pinned) to MPO16 APC (Pinned), Fiber Array Cable Assembly, 16-Fiber, Plenum | CommScope® | Propel ¦ SYSTIMAX ULL |  | Fiber array cable assembly
AQGRPRG7R |  | Base Product | Ultra Low Loss (ULL) Singlemode G.657.A2 MPO16 UPC (Non-Pinned) to MPO16 (Non-Pinned), Fiber Array Cable Assembly, 16-Fiber, Plenum | CommScope® | Propel ¦ SYSTIMAX ULL |  | Fiber array cable assembly
U3XRZRZ8H |  | Base Product | Ultra Low Loss (ULL) OM4 MPO16 APC (Pinned) to MPO16 APC (Pinned), Fiber Trunk Cable Assembly, 48-Fiber, LSZH B2ca | CommScope® | Propel ¦ SYSTIMAX ULL |  | Fiber trunk cable assembly
UGVQVQZTN |  | Base Product | Ultra Low Loss (ULL) OM5 MPO8 APC (Non-Pinned) to MPO8 APC (Pinned), Fiber Trunk Cable Assembly, 192-Fiber, Plenum | CommScope® | Propel ¦ SYSTIMAX ULL |  | Fiber trunk cable assembly
UJXRZUC8M |  | Base Product | Ultra Low Loss (ULL) OM4 MPO16 APC (Pinned) to Unconnectorized, Fiber Trunk Cable Assembly, 144-Fiber, Dual Rated (OFNR/LSZH) | CommScope® | Propel ¦ SYSTIMAX ULL |  | Fiber trunk cable assembly
ARGRPRG7R |  | Base Product | Ultra Low Loss (ULL) Singlemode G.657.A2 MPO16 UPC (Non-Pinned) to MPO16 (Non-Pinned), Fiber Array Cable Assembly, 16-Fiber, Dual Rated (OFNR/LSZH) | CommScope® | Propel ¦ SYSTIMAX ULL |  | Fiber array cable assembly
U3VQZQZTF |  | Base Product | Ultra Low Loss (ULL) OM5 MPO8 APC (Pinned) to MPO8 APC (Pinned), Fiber Trunk Cable Assembly, 24-Fiber, LSZH B2ca | CommScope® | Propel ¦ SYSTIMAX ULL |  | Fiber trunk cable assembly
U3XQVQZTK |  | Base Product | Ultra Low Loss (ULL) OM4 MPO8 APC (Non-Pinned) to MPO8 APC (Pinned), Fiber Trunk Cable Assembly, 72-Fiber, LSZH B2ca | CommScope® | Propel ¦ SYSTIMAX ULL |  | Fiber trunk cable assembly
U3XRZRZ8L |  | Base Product | Ultra Low Loss (ULL) OM4 MPO16 APC (Pinned) to MPO16 APC (Pinned), Fiber Trunk Cable Assembly, 96-Fiber, LSZH B2ca | CommScope® | Propel ¦ SYSTIMAX ULL |  | Fiber trunk cable assembly
UJGRXUC8L |  | Base Product | Ultra Low Loss (ULL) Singlemode G.657.A2 MPO16 (Pinned) to Unconnectorized, Fiber Trunk Cable Assembly, 96-Fiber, Dual Rated (OFNR/LSZH) | CommScope® | Propel ¦ SYSTIMAX ULL |  | Fiber trunk cable assembly
UGVRZRZ8R |  | Base Product | Ultra Low Loss (ULL) OM5 MPO16 APC (Pinned) to MPO16 APC (Pinned), Fiber Trunk Cable Assembly, 16-Fiber, Plenum | CommScope® | Propel ¦ SYSTIMAX ULL |  | Fiber trunk cable assembly
UGVQVQZTR |  | Base Product | Ultra Low Loss (ULL) OM5 MPO8 APC (Non-Pinned) to MPO8 APC (Pinned), Fiber Trunk Cable Assembly, 16-Fiber, Plenum | CommScope® | Propel ¦ SYSTIMAX ULL |  | Fiber trunk cable assembly
U3GRXRX8H |  | Base Product | Ultra Low Loss (ULL) Singlemode G.657.A2 MPO16 (Pinned) to MPO16 (Pinned), Fiber Trunk Cable Assembly, 48-Fiber, LSZH B2ca | CommScope® | Propel ¦ SYSTIMAX ULL |  | Fiber trunk cable assembly
U3VQZQZTH |  | Base Product | Ultra Low Loss (ULL) OM5 MPO8 APC (Pinned) to MPO8 APC (Pinned), Fiber Trunk Cable Assembly, 48-Fiber, LSZH B2ca | CommScope® | Propel ¦ SYSTIMAX ULL |  | Fiber trunk cable assembly
U3XRZRZ8M |  | Base Product | Ultra Low Loss (ULL) OM4 MPO16 APC (Pinned) to MPO16 APC (Pinned), Fiber Trunk Cable Assembly, 144-Fiber, LSZH B2ca | CommScope® | Propel ¦ SYSTIMAX ULL |  | Fiber trunk cable assembly
UQXRZLU7R |  | Base Product | Ultra Low Loss (ULL) OM4 MPO16 APC (Pinned) to LC Uniboot, Fiber Array Cable Assembly, 16-Fiber, Plenum | CommScope® | Propel ¦ SYSTIMAX ULL |  | Fiber array cable assembly
UJVQZUCTH |  | Base Product | Ultra Low Loss (ULL) OM5 MPO APC (Pinned) to Unconnectorized, Fiber Trunk Cable Assembly, 48-Fiber, Dual Rated (OFNR/LSZH) | CommScope® | Propel ¦ SYSTIMAX ULL |  | Fiber trunk cable assembly
UGXQZQZTS |  | Base Product | Ultra Low Loss (ULL) OM4 MPO8 APC (Pinned) to MPO8 APC (Pinned), Fiber Trunk Cable Assembly, 32-Fiber, Plenum | CommScope® | Propel ¦ SYSTIMAX ULL |  | Fiber trunk cable assembly
UGVRZRZ8S |  | Base Product | Ultra Low Loss (ULL) OM5 MPO16 APC (Pinned) to MPO16 APC (Pinned), Fiber Trunk Cable Assembly, 32-Fiber, Plenum | CommScope® | Propel ¦ SYSTIMAX ULL |  | Fiber trunk cable assembly
U3XRZRZ8N |  | Base Product | Ultra Low Loss (ULL) OM4 MPO16 APC (Pinned) to MPO16 APC (Pinned), Fiber Trunk Cable Assembly, 192-Fiber, LSZH B2ca | CommScope® | Propel ¦ SYSTIMAX ULL |  | Fiber trunk cable assembly
UQXRZRZ7R |  | Base Product | Ultra Low Loss (ULL) OM4 MPO16 APC (Pinned) to MPO16 APC (Pinned), Fiber Array Cable Assembly, 16-Fiber, Plenum | CommScope® | Propel ¦ SYSTIMAX ULL |  | Fiber array cable assembly
UJVQZUCTK |  | Base Product | Ultra Low Loss (ULL) OM5 MPO APC (Pinned) to Unconnectorized, Fiber Trunk Cable Assembly, 72-Fiber, Dual Rated (OFNR/LSZH) | CommScope® | Propel ¦ SYSTIMAX ULL |  | Fiber trunk cable assembly
UGVRZRZ8U |  | Base Product | Ultra Low Loss (ULL) OM5 MPO16 APC (Pinned) to MPO16 APC (Pinned), Fiber Trunk Cable Assembly, 64-Fiber, Plenum | CommScope® | Propel ¦ SYSTIMAX ULL |  | Fiber trunk cable assembly
U3XQVQZTM |  | Base Product | Ultra Low Loss (ULL) OM4 MPO8 APC (Non-Pinned) to MPO8 APC (Pinned), Fiber Trunk Cable Assembly, 144-Fiber, LSZH B2ca | CommScope® | Propel ¦ SYSTIMAX ULL |  | Fiber trunk cable assembly
U3VQZQZTL |  | Base Product | Ultra Low Loss (ULL) OM5 MPO8 APC (Pinned) to MPO8 APC (Pinned), Fiber Trunk Cable Assembly, 96-Fiber, LSZH B2ca | CommScope® | Propel ¦ SYSTIMAX ULL |  | Fiber trunk cable assembly
UJVQZUCTL |  | Base Product | Ultra Low Loss (ULL) OM5 MPO APC (Pinned) to Unconnectorized, Fiber Trunk Cable Assembly, 96-Fiber, Dual Rated (OFNR/LSZH) | CommScope® | Propel ¦ SYSTIMAX ULL |  | Fiber trunk cable assembly
UGXQZUCT8 |  | Base Product | Ultra Low Loss (ULL) OM4 MPO8 APC (Pinned) to Unconnectorized, Fiber Trunk Cable Assembly, 8-Fiber, Plenum | CommScope® | Propel ¦ SYSTIMAX ULL |  | Fiber trunk cable assembly
UJXQVUCTN |  | Base Product | Ultra Low Loss (ULL) OM4 MPO APC (Non-Pinned) to Unconnectorized, Fiber Trunk Cable Assembly, 192-Fiber, Dual Rated (OFNR/LSZH) | CommScope® | Propel ¦ SYSTIMAX ULL |  | Fiber trunk cable assembly
UGVQVQZTU |  | Base Product | Ultra Low Loss (ULL) OM5 MPO8 APC (Non-Pinned) to MPO8 APC (Pinned), Fiber Trunk Cable Assembly, 64-Fiber, Plenum | CommScope® | Propel ¦ SYSTIMAX ULL |  | Fiber trunk cable assembly
UGXQZUCTF |  | Base Product | Ultra Low Loss (ULL) OM4 MPO8 APC (Pinned) to Unconnectorized, Fiber Trunk Cable Assembly, 24-Fiber, Plenum | CommScope® | Propel ¦ SYSTIMAX ULL |  | Fiber trunk cable assembly
UJVQZUCTM |  | Base Product | Ultra Low Loss (ULL) OM5 MPO APC (Pinned) to Unconnectorized, Fiber Trunk Cable Assembly, 144-Fiber, Dual Rated (OFNR/LSZH) | CommScope® | Propel ¦ SYSTIMAX ULL |  | Fiber trunk cable assembly
UJXQVUCTR |  | Base Product | Ultra Low Loss (ULL) OM4 MPO APC (Non-Pinned) to Unconnectorized, Fiber Trunk Cable Assembly, 16-Fiber, Dual Rated (OFNR/LSZH) | CommScope® | Propel ¦ SYSTIMAX ULL |  | Fiber trunk cable assembly
UGVQVUCT8 |  | Base Product | Ultra Low Loss (ULL) OM5 MPO8 APC (Non-Pinned) to Unconnectorized, Fiber Trunk Cable Assembly, 8-Fiber, Plenum | CommScope® | Propel ¦ SYSTIMAX ULL |  | Fiber trunk cable assembly
U3GRXRX8N |  | Base Product | Ultra Low Loss (ULL) Singlemode G.657.A2 MPO16 (Pinned) to MPO16 (Pinned), Fiber Trunk Cable Assembly, 192-Fiber, LSZH B2ca | CommScope® | Propel ¦ SYSTIMAX ULL |  | Fiber trunk cable assembly
U3VQZQZTN |  | Base Product | Ultra Low Loss (ULL) OM5 MPO8 APC (Pinned) to MPO8 APC (Pinned), Fiber Trunk Cable Assembly, 192-Fiber, LSZH B2ca | CommScope® | Propel ¦ SYSTIMAX ULL |  | Fiber trunk cable assembly
U3XQVQZTR |  | Base Product | Ultra Low Loss (ULL) OM4 MPO8 APC (Non-Pinned) to MPO8 APC (Pinned), Fiber Trunk Cable Assembly, 16-Fiber, LSZH B2ca | CommScope® | Propel ¦ SYSTIMAX ULL |  | Fiber trunk cable assembly
UJXRZUC8U |  | Base Product | Ultra Low Loss (ULL) OM4 MPO16 APC (Pinned) to Unconnectorized, Fiber Trunk Cable Assembly, 64-Fiber, Dual Rated (OFNR/LSZH) | CommScope® | Propel ¦ SYSTIMAX ULL |  | Fiber trunk cable assembly
UJVQZUCTN |  | Base Product | Ultra Low Loss (ULL) OM5 MPO APC (Pinned) to Unconnectorized, Fiber Trunk Cable Assembly, 192-Fiber, Dual Rated (OFNR/LSZH) | CommScope® | Propel ¦ SYSTIMAX ULL |  | Fiber trunk cable assembly
UJXQVUCTS |  | Base Product | Ultra Low Loss (ULL) OM4 MPO APC (Non-Pinned) to Unconnectorized, Fiber Trunk Cable Assembly, 32-Fiber, Dual Rated (OFNR/LSZH) | CommScope® | Propel ¦ SYSTIMAX ULL |  | Fiber trunk cable assembly
U3VQZQZTR |  | Base Product | Ultra Low Loss (ULL) OM5 MPO8 APC (Pinned) to MPO8 APC (Pinned), Fiber Trunk Cable Assembly, 16-Fiber, LSZH B2ca | CommScope® | Propel ¦ SYSTIMAX ULL |  | Fiber trunk cable assembly
UGXQZUCTK |  | Base Product | Ultra Low Loss (ULL) OM4 MPO8 APC (Pinned) to Unconnectorized, Fiber Trunk Cable Assembly, 72-Fiber, Plenum | CommScope® | Propel ¦ SYSTIMAX ULL |  | Fiber trunk cable assembly
U3XQVQZTS |  | Base Product | Ultra Low Loss (ULL) OM4 MPO8 APC (Non-Pinned) to MPO8 APC (Pinned), Fiber Trunk Cable Assembly, 32-Fiber, LSZH B2ca | CommScope® | Propel ¦ SYSTIMAX ULL |  | Fiber trunk cable assembly
UGVQVUCTF |  | Base Product | Ultra Low Loss (ULL) OM5 MPO8 APC (Non-Pinned) to Unconnectorized, Fiber Trunk Cable Assembly, 24-Fiber, Plenum | CommScope® | Propel ¦ SYSTIMAX ULL |  | Fiber trunk cable assembly
UQGRPLU7R |  | Base Product | Ultra Low Loss (ULL) Singlemode G.657.A2 MPO16 UPC (Non-Pinned) to LC Uniboot UPC, Fiber Array Cable Assembly, 16-Fiber, Plenum | CommScope® | Propel ¦ SYSTIMAX ULL |  | Fiber array cable assembly
UJVQZUCTR |  | Base Product | Ultra Low Loss (ULL) OM5 MPO APC (Pinned) to Unconnectorized, Fiber Trunk Cable Assembly, 16-Fiber, Dual Rated (OFNR/LSZH) | CommScope® | Propel ¦ SYSTIMAX ULL |  | Fiber trunk cable assembly
U3VQZQZTS |  | Base Product | Ultra Low Loss (ULL) OM5 MPO8 APC (Pinned) to MPO8 APC (Pinned), Fiber Trunk Cable Assembly, 32-Fiber, LSZH B2ca | CommScope® | Propel ¦ SYSTIMAX ULL |  | Fiber trunk cable assembly
U3XQVQZTU |  | Base Product | Ultra Low Loss (ULL) OM4 MPO8 APC (Non-Pinned) to MPO8 APC (Pinned), Fiber Trunk Cable Assembly, 64-Fiber, LSZH B2ca | CommScope® | Propel ¦ SYSTIMAX ULL |  | Fiber trunk cable assembly
UGXQZUCTL |  | Base Product | Ultra Low Loss (ULL) OM4 MPO8 APC (Pinned) to Unconnectorized, Fiber Trunk Cable Assembly, 96-Fiber, Plenum | CommScope® | Propel ¦ SYSTIMAX ULL |  | Fiber trunk cable assembly
U3XRZRZ8U |  | Base Product | Ultra Low Loss (ULL) OM4 MPO16 APC (Pinned) to MPO16 APC (Pinned), Fiber Trunk Cable Assembly, 64-Fiber, LSZH B2ca | CommScope® | Propel ¦ SYSTIMAX ULL |  | Fiber trunk cable assembly
UJXQVUCTU |  | Base Product | Ultra Low Loss (ULL) OM4 MPO APC (Non-Pinned) to Unconnectorized, Fiber Trunk Cable Assembly, 64-Fiber, Dual Rated (OFNR/LSZH) | CommScope® | Propel ¦ SYSTIMAX ULL |  | Fiber trunk cable assembly
UGVRZUC8M |  | Base Product | Ultra Low Loss (ULL) OM5 MPO16 APC (Pinned) to Unconnectorized, Fiber Trunk Cable Assembly, 144-Fiber, Plenum | CommScope® | Propel ¦ SYSTIMAX ULL |  | Fiber trunk cable assembly
UJGRXUC8S |  | Base Product | Ultra Low Loss (ULL) Singlemode G.657.A2 MPO16 (Pinned) to Unconnectorized, Fiber Trunk Cable Assembly, 32-Fiber, Dual Rated (OFNR/LSZH) | CommScope® | Propel ¦ SYSTIMAX ULL |  | Fiber trunk cable assembly
UGVQVUCTH |  | Base Product | Ultra Low Loss (ULL) OM5 MPO8 APC (Non-Pinned) to Unconnectorized, Fiber Trunk Cable Assembly, 48-Fiber, Plenum | CommScope® | Propel ¦ SYSTIMAX ULL |  | Fiber trunk cable assembly
UQGRPRP7R |  | Base Product | Ultra Low Loss (ULL) Singlemode G.657.A2 MPO16 (Non-Pinned) to MPO16 (Non-Pinned), Fiber Array Cable Assembly, 16-Fiber, Plenum | CommScope® | Propel ¦ SYSTIMAX ULL |  | Fiber array cable assembly
U3VQZQZTU |  | Base Product | Ultra Low Loss (ULL) OM5 MPO8 APC (Pinned) to MPO8 APC (Pinned), Fiber Trunk Cable Assembly, 64-Fiber, LSZH B2ca | CommScope® | Propel ¦ SYSTIMAX ULL |  | Fiber trunk cable assembly
URGRPUC7R |  | Base Product | Ultra Low Loss (ULL) Singlemode G.657.A2 MPO16 (Non-Pinned) to Unconnectorized, Fiber Array Cable Assembly, 16-Fiber, Dual Rated (OFNR/LSZH) | CommScope® | Propel ¦ SYSTIMAX ULL |  | Fiber array cable assembly
U3GRXRX8S |  | Base Product | Ultra Low Loss (ULL) Singlemode G.657.A2 MPO16 (Pinned) to MPO16 (Pinned), Fiber Trunk Cable Assembly, 32-Fiber, LSZH B2ca | CommScope® | Propel ¦ SYSTIMAX ULL |  | Fiber trunk cable assembly
UGVQVUCTK |  | Base Product | Ultra Low Loss (ULL) OM5 MPO8 APC (Non-Pinned) to Unconnectorized, Fiber Trunk Cable Assembly, 72-Fiber, Plenum | CommScope® | Propel ¦ SYSTIMAX ULL |  | Fiber trunk cable assembly
U3XQVUCTF |  | Base Product | Ultra Low Loss (ULL) OM4 MPO8 APC (Non-Pinned) to Unconnectorized, Fiber Trunk Cable Assembly, 24-Fiber, LSZH B2ca | CommScope® | Propel ¦ SYSTIMAX ULL |  | Fiber trunk cable assembly
U3GRXRX8U |  | Base Product | Ultra Low Loss (ULL) Singlemode G.657.A2 MPO16 (Pinned) to MPO16 (Pinned), Fiber Trunk Cable Assembly, 64-Fiber, LSZH B2ca | CommScope® | Propel ¦ SYSTIMAX ULL |  | Fiber trunk cable assembly
U3VQZUCTF |  | Base Product | Ultra Low Loss (ULL) OM5 MPO8 APC (Pinned) to Unconnectorized, Fiber Trunk Cable Assembly, 24-Fiber, LSZH B2ca | CommScope® | Propel ¦ SYSTIMAX ULL |  | Fiber trunk cable assembly
UGVQVUCTL |  | Base Product | Ultra Low Loss (ULL) OM5 MPO8 APC (Non-Pinned) to Unconnectorized, Fiber Trunk Cable Assembly, 96-Fiber, Plenum | CommScope® | Propel ¦ SYSTIMAX ULL |  | Fiber trunk cable assembly
U3XRZUC8L |  | Base Product | Ultra Low Loss (ULL) OM4 MPO16 APC (Pinned) to Unconnectorized, Fiber Trunk Cable Assembly, 96-Fiber, LSZH B2ca | CommScope® | Propel ¦ SYSTIMAX ULL |  | Fiber trunk cable assembly
U3XQVUCTH |  | Base Product | Ultra Low Loss (ULL) OM4 MPO8 APC (Non-Pinned) to Unconnectorized, Fiber Trunk Cable Assembly, 48-Fiber, LSZH B2ca | CommScope® | Propel ¦ SYSTIMAX ULL |  | Fiber trunk cable assembly
UGXQZUCTN |  | Base Product | Ultra Low Loss (ULL) OM4 MPO8 APC (Pinned) to Unconnectorized, Fiber Trunk Cable Assembly, 192-Fiber, Plenum | CommScope® | Propel ¦ SYSTIMAX ULL |  | Fiber trunk cable assembly
U3VQZUCTH |  | Base Product | Ultra Low Loss (ULL) OM5 MPO8 APC (Pinned) to Unconnectorized, Fiber Trunk Cable Assembly, 48-Fiber, LSZH B2ca | CommScope® | Propel ¦ SYSTIMAX ULL |  | Fiber trunk cable assembly
UJXQZQZTF |  | Base Product | Ultra Low Loss (ULL) OM4 MPO APC (Pinned) to MPO APC (Pinned), Fiber Trunk Cable Assembly, 24-Fiber, Dual Rated (OFNR/LSZH) | CommScope® | Propel ¦ SYSTIMAX ULL |  | Fiber trunk cable assembly
U3XRZUC8M |  | Base Product | Ultra Low Loss (ULL) OM4 MPO16 APC (Pinned) to Unconnectorized, Fiber Trunk Cable Assembly, 144-Fiber, LSZH B2ca | CommScope® | Propel ¦ SYSTIMAX ULL |  | Fiber trunk cable assembly
U3GRXUC8H |  | Base Product | Ultra Low Loss (ULL) Singlemode G.657.A2 MPO16 (Pinned) to Unconnectorized, Fiber Trunk Cable Assembly, 48-Fiber, LSZH B2ca | CommScope® | Propel ¦ SYSTIMAX ULL |  | Fiber trunk cable assembly
URGRXRX7R |  | Base Product | Ultra Low Loss (ULL) Singlemode G.657.A2 MPO16 (Pinned) to MPO16 (Pinned), Fiber Array Cable Assembly, 16-Fiber, Dual Rated (OFNR/LSZH) | CommScope® | Propel ¦ SYSTIMAX ULL |  | Fiber array cable assembly
UGVRZUC8R |  | Base Product | Ultra Low Loss (ULL) OM5 MPO16 APC (Pinned) to Unconnectorized, Fiber Trunk Cable Assembly, 16-Fiber, Plenum | CommScope® | Propel ¦ SYSTIMAX ULL |  | Fiber trunk cable assembly
U3XQVUCTL |  | Base Product | Ultra Low Loss (ULL) OM4 MPO8 APC (Non-Pinned) to Unconnectorized, Fiber Trunk Cable Assembly, 96-Fiber, LSZH B2ca | CommScope® | Propel ¦ SYSTIMAX ULL |  | Fiber trunk cable assembly
U3VQZUCTK |  | Base Product | Ultra Low Loss (ULL) OM5 MPO8 APC (Pinned) to Unconnectorized, Fiber Trunk Cable Assembly, 72-Fiber, LSZH B2ca | CommScope® | Propel ¦ SYSTIMAX ULL |  | Fiber trunk cable assembly
UJXQZQZTH |  | Base Product | Ultra Low Loss (ULL) OM4 MPO APC (Pinned) to MPO APC (Pinned), Fiber Trunk Cable Assembly, 48-Fiber, Dual Rated (OFNR/LSZH) | CommScope® | Propel ¦ SYSTIMAX ULL |  | Fiber trunk cable assembly
UGVQVUCTN |  | Base Product | Ultra Low Loss (ULL) OM5 MPO8 APC (Non-Pinned) to Unconnectorized, Fiber Trunk Cable Assembly, 192-Fiber, Plenum | CommScope® | Propel ¦ SYSTIMAX ULL |  | Fiber trunk cable assembly
U3VQZUCTL |  | Base Product | Ultra Low Loss (ULL) OM5 MPO8 APC (Pinned) to Unconnectorized, Fiber Trunk Cable Assembly, 96-Fiber, LSZH B2ca | CommScope® | Propel ¦ SYSTIMAX ULL |  | Fiber trunk cable assembly
U3XQVUCTM |  | Base Product | Ultra Low Loss (ULL) OM4 MPO8 APC (Non-Pinned) to Unconnectorized, Fiber Trunk Cable Assembly, 144-Fiber, LSZH B2ca | CommScope® | Propel ¦ SYSTIMAX ULL |  | Fiber trunk cable assembly
UJVQVQZTH |  | Base Product | Ultra Low Loss (ULL) OM5 MPO APC (Non-Pinned) to MPO APC (Pinned), Fiber Trunk Cable Assembly, 48-Fiber, Dual Rated (OFNR/LSZH) | CommScope® | Propel ¦ SYSTIMAX ULL |  | Fiber trunk cable assembly
URVQVLUF8 |  | Base Product | Ultra Low Loss (ULL) OM5 MPO APC (Non-Pinned) to LC/UPC Uniboot, Fiber Array Cable Assembly, 8-Fiber, Dual Rated (OFNR/LSZH) | CommScope® | Propel ¦ SYSTIMAX ULL |  | Fiber array cable assembly
UGXQZUCTU |  | Base Product | Ultra Low Loss (ULL) OM4 MPO8 APC (Pinned) to Unconnectorized, Fiber Trunk Cable Assembly, 64-Fiber, Plenum | CommScope® | Propel ¦ SYSTIMAX ULL |  | Fiber trunk cable assembly
UGVRZUC8S |  | Base Product | Ultra Low Loss (ULL) OM5 MPO16 APC (Pinned) to Unconnectorized, Fiber Trunk Cable Assembly, 32-Fiber, Plenum | CommScope® | Propel ¦ SYSTIMAX ULL |  | Fiber trunk cable assembly
U3GRXUC8M |  | Base Product | Ultra Low Loss (ULL) Singlemode G.657.A2 MPO16 (Pinned) to Unconnectorized, Fiber Trunk Cable Assembly, 144-Fiber, LSZH B2ca | CommScope® | Propel ¦ SYSTIMAX ULL |  | Fiber trunk cable assembly
U3XRZUC8Q |  | Base Product | Ultra Low Loss (ULL) OM4 MPO16 APC (Pinned) to Unconnectorized, Fiber Trunk Cable Assembly, 128-Fiber, LSZH B2ca | CommScope® | Propel ¦ SYSTIMAX ULL |  | Fiber trunk cable assembly
UJVQVQZTK |  | Base Product | Ultra Low Loss (ULL) OM5 MPO APC (Non-Pinned) to MPO APC (Pinned), Fiber Trunk Cable Assembly, 72-Fiber, Dual Rated (OFNR/LSZH) | CommScope® | Propel ¦ SYSTIMAX ULL |  | Fiber trunk cable assembly
URVQVQVF8 |  | Base Product | Ultra Low Loss (ULL) OM5 MPO APC (Non-Pinned) to MPO APC (Non-Pinned), Fiber Trunk Cable Assembly, 8-Fiber, Dual Rated (OFNR/LSZH) | CommScope® | Propel ¦ SYSTIMAX ULL |  | Fiber array cable assembly
U3XQVUCTR |  | Base Product | Ultra Low Loss (ULL) OM4 MPO8 APC (Non-Pinned) to Unconnectorized, Fiber Trunk Cable Assembly, 16-Fiber, LSZH B2ca | CommScope® | Propel ¦ SYSTIMAX ULL |  | Fiber trunk cable assembly
U3VQZUCTN |  | Base Product | Ultra Low Loss (ULL) OM5 MPO8 APC (Pinned) to Unconnectorized, Fiber Trunk Cable Assembly, 192-Fiber, LSZH B2ca | CommScope® | Propel ¦ SYSTIMAX ULL |  | Fiber trunk cable assembly
UJVRZRZ8Q |  | Base Product | Ultra Low Loss (ULL) OM5 MPO16 (Pinned) to MPO16 (Pinned), Fiber Trunk Cable Assembly, 128-Fiber, Dual Rated (OFNR/LSZH) | CommScope® | Propel ¦ SYSTIMAX ULL |  | Fiber trunk cable assembly
UGXRZRZ8H |  | Base Product | Ultra Low Loss (ULL) OM4 MPO16 APC (Pinned) to MPO16 APC (Pinned), Fiber Trunk Cable Assembly, 48-Fiber, Plenum | CommScope® | Propel ¦ SYSTIMAX ULL |  | Fiber trunk cable assembly
UGVRZUC8U |  | Base Product | Ultra Low Loss (ULL) OM5 MPO16 APC (Pinned) to Unconnectorized, Fiber Trunk Cable Assembly, 64-Fiber, Plenum | CommScope® | Propel ¦ SYSTIMAX ULL |  | Fiber trunk cable assembly
U3GRXUC8N |  | Base Product | Ultra Low Loss (ULL) Singlemode G.657.A2 MPO16 (Pinned) to Unconnectorized, Fiber Trunk Cable Assembly, 192-Fiber, LSZH B2ca | CommScope® | Propel ¦ SYSTIMAX ULL |  | Fiber trunk cable assembly
U3XRZUC8R |  | Base Product | Ultra Low Loss (ULL) OM4 MPO16 APC (Pinned) to Unconnectorized, Fiber Trunk Cable Assembly, 16-Fiber, LSZH B2ca | CommScope® | Propel ¦ SYSTIMAX ULL |  | Fiber trunk cable assembly
UJVQVQZTL |  | Base Product | Ultra Low Loss (ULL) OM5 MPO APC (Non-Pinned) to MPO APC (Pinned), Fiber Trunk Cable Assembly, 96-Fiber, Dual Rated (OFNR/LSZH) | CommScope® | Propel ¦ SYSTIMAX ULL |  | Fiber trunk cable assembly
U3VQZUCTR |  | Base Product | Ultra Low Loss (ULL) OM5 MPO8 APC (Pinned) to Unconnectorized, Fiber Trunk Cable Assembly, 16-Fiber, LSZH B2ca | CommScope® | Propel ¦ SYSTIMAX ULL |  | Fiber trunk cable assembly
U3GRXUC8Q |  | Base Product | Ultra Low Loss (ULL) Singlemode G.657.A2 MPO16 (Pinned) to Unconnectorized, Fiber Trunk Cable Assembly, 128-Fiber, LSZH B2ca | CommScope® | Propel ¦ SYSTIMAX ULL |  | Fiber trunk cable assembly
UGVQVUCTU |  | Base Product | Ultra Low Loss (ULL) OM5 MPO8 APC (Non-Pinned) to Unconnectorized, Fiber Trunk Cable Assembly, 64-Fiber, Plenum | CommScope® | Propel ¦ SYSTIMAX ULL |  | Fiber trunk cable assembly
UJVQVQZTM |  | Base Product | Ultra Low Loss (ULL) OM5 MPO APC (Non-Pinned) to MPO APC (Pinned), Fiber Trunk Cable Assembly, 144-Fiber, Dual Rated (OFNR/LSZH) | CommScope® | Propel ¦ SYSTIMAX ULL |  | Fiber trunk cable assembly
UGVQZQZT8 |  | Base Product | Ultra Low Loss (ULL) OM5 MPO8 APC (Pinned) to MPO8 APC (Pinned), Fiber Trunk Cable Assembly, 8-Fiber, Plenum | CommScope® | Propel ¦ SYSTIMAX ULL |  | Fiber trunk cable assembly
UJXQZQZTM |  | Base Product | Ultra Low Loss (ULL) OM4 MPO APC (Pinned) to MPO APC (Pinned), Fiber Trunk Cable Assembly, 144-Fiber, Dual Rated (OFNR/LSZH) | CommScope® | Propel ¦ SYSTIMAX ULL |  | Fiber trunk cable assembly
U3VQZUCTS |  | Base Product | Ultra Low Loss (ULL) OM5 MPO8 APC (Pinned) to Unconnectorized, Fiber Trunk Cable Assembly, 32-Fiber, LSZH B2ca | CommScope® | Propel ¦ SYSTIMAX ULL |  | Fiber trunk cable assembly
U3XRZUC8U |  | Base Product | Ultra Low Loss (ULL) OM4 MPO16 APC (Pinned) to Unconnectorized, Fiber Trunk Cable Assembly, 64-Fiber, LSZH B2ca | CommScope® | Propel ¦ SYSTIMAX ULL |  | Fiber trunk cable assembly
U3XQVUCTU |  | Base Product | Ultra Low Loss (ULL) OM4 MPO8 APC (Non-Pinned) to Unconnectorized, Fiber Trunk Cable Assembly, 64-Fiber, LSZH B2ca | CommScope® | Propel ¦ SYSTIMAX ULL |  | Fiber trunk cable assembly
UGVQZQZTF |  | Base Product | Ultra Low Loss (ULL) OM5 MPO8 APC (Pinned) to MPO8 APC (Pinned), Fiber Trunk Cable Assembly, 24-Fiber, Plenum | CommScope® | Propel ¦ SYSTIMAX ULL |  | Fiber trunk cable assembly
UGXRZRZ8M |  | Base Product | Ultra Low Loss (ULL) OM4 MPO16 APC (Pinned) to MPO16 APC (Pinned), Fiber Trunk Cable Assembly, 144-Fiber, Plenum | CommScope® | Propel ¦ SYSTIMAX ULL |  | Fiber trunk cable assembly
UJVQVQZTR |  | Base Product | Ultra Low Loss (ULL) OM5 MPO APC (Non-Pinned) to MPO APC (Pinned), Fiber Trunk Cable Assembly, 16-Fiber, Dual Rated (OFNR/LSZH) | CommScope® | Propel ¦ SYSTIMAX ULL |  | Fiber trunk cable assembly
UGXQVQZTF |  | Base Product | Ultra Low Loss (ULL) OM4 MPO8 APC (Non-Pinned) to MPO8 APC (Pinned), Fiber Trunk Cable Assembly, 24-Fiber, Plenum | CommScope® | Propel ¦ SYSTIMAX ULL |  | Fiber trunk cable assembly
U3XQZQZT8 |  | Base Product | Ultra Low Loss (ULL) OM4 MPO8 APC (Pinned) to MPO8 APC (Pinned), Fiber Array Cable Assembly, 8-Fiber, LSZH B2ca | CommScope® | Propel ¦ SYSTIMAX ULL |  | Fiber array cable assembly
URVQZLUF8 |  | Base Product | Ultra Low Loss (ULL) OM5 MPO APC (Pinned) to LC/UPC Uniboot, Fiber Array Cable Assembly, 8-Fiber, Dual Rated (OFNR/LSZH) | CommScope® | Propel ¦ SYSTIMAX ULL |  | Fiber array cable assembly
UJVRZRZ8U |  | Base Product | Ultra Low Loss (ULL) OM5 MPO16 (Pinned) to MPO16 (Pinned), Fiber Trunk Cable Assembly, 64-Fiber, Dual Rated (OFNR/LSZH) | CommScope® | Propel ¦ SYSTIMAX ULL |  | Fiber trunk cable assembly
U3GRXUC8S |  | Base Product | Ultra Low Loss (ULL) Singlemode G.657.A2 MPO16 (Pinned) to Unconnectorized, Fiber Trunk Cable Assembly, 32-Fiber, LSZH B2ca | CommScope® | Propel ¦ SYSTIMAX ULL |  | Fiber trunk cable assembly
UGVQZQZTH |  | Base Product | Ultra Low Loss (ULL) OM5 MPO8 APC (Pinned) to MPO8 APC (Pinned), Fiber Trunk Cable Assembly, 48-Fiber, Plenum | CommScope® | Propel ¦ SYSTIMAX ULL |  | Fiber trunk cable assembly
U3XQZQZTF |  | Base Product | Ultra Low Loss (ULL) OM4 MPO8 APC (Pinned) to MPO8 APC (Pinned), Fiber Trunk Cable Assembly, 24-Fiber, LSZH B2ca | CommScope® | Propel ¦ SYSTIMAX ULL |  | Fiber trunk cable assembly
UJVQVQZTS |  | Base Product | Ultra Low Loss (ULL) OM5 MPO APC (Non-Pinned) to MPO APC (Pinned), Fiber Trunk Cable Assembly, 32-Fiber, Dual Rated (OFNR/LSZH) | CommScope® | Propel ¦ SYSTIMAX ULL |  | Fiber trunk cable assembly
UGXRZRZ8N |  | Base Product | Ultra Low Loss (ULL) OM4 MPO16 APC (Pinned) to MPO16 APC (Pinned), Fiber Trunk Cable Assembly, 192-Fiber, Plenum | CommScope® | Propel ¦ SYSTIMAX ULL |  | Fiber trunk cable assembly
UJVRZUC8H |  | Base Product | Ultra Low Loss (ULL) OM5 MPO16 (Pinned) to Unconnectorized, Fiber Trunk Cable Assembly, 48-Fiber, Dual Rated (OFNR/LSZH) | CommScope® | Propel ¦ SYSTIMAX ULL |  | Fiber trunk cable assembly
U3GRXUC8U |  | Base Product | Ultra Low Loss (ULL) Singlemode G.657.A2 MPO16 (Pinned) to Unconnectorized, Fiber Trunk Cable Assembly, 64-Fiber, LSZH B2ca | CommScope® | Propel ¦ SYSTIMAX ULL |  | Fiber trunk cable assembly
UGVQZQZTK |  | Base Product | Ultra Low Loss (ULL) OM5 MPO8 APC (Pinned) to MPO8 APC (Pinned), Fiber Trunk Cable Assembly, 72-Fiber, Plenum | CommScope® | Propel ¦ SYSTIMAX ULL |  | Fiber trunk cable assembly
URVQZQZF8 |  | Base Product | Ultra Low Loss (ULL) OM5 MPO APC (Pinned) to MPO APC (Pinned), Fiber Trunk Cable Assembly, 8-Fiber, Dual Rated (OFNR/LSZH) | CommScope® | Propel ¦ SYSTIMAX ULL |  | Fiber array cable assembly
U3VQVQZT8 |  | Base Product | Ultra Low Loss (ULL) OM5 MPO8 APC (Non-Pinned) to MPO8 APC (Pinned), Fiber Trunk Cable Assembly, 8-Fiber, LSZH B2ca | CommScope® | Propel ¦ SYSTIMAX ULL |  | Fiber trunk cable assembly
UGXQVQZTK |  | Base Product | Ultra Low Loss (ULL) OM4 MPO8 APC (Non-Pinned) to MPO8 APC (Pinned), Fiber Trunk Cable Assembly, 72-Fiber, Plenum | CommScope® | Propel ¦ SYSTIMAX ULL |  | Fiber trunk cable assembly
UGGRXRX8L |  | Base Product | Ultra Low Loss (ULL) Singlemode G.657.A2 MPO16 (Pinned) to MPO16 (Pinned), Fiber Trunk Cable Assembly, 96-Fiber, Plenum | CommScope® | Propel ¦ SYSTIMAX ULL |  | Fiber trunk cable assembly
UGXRZRZ8Q |  | Base Product | Ultra Low Loss (ULL) OM4 MPO16 APC (Pinned) to MPO16 APC (Pinned), Fiber Trunk Cable Assembly, 128-Fiber, Plenum | CommScope® | Propel ¦ SYSTIMAX ULL |  | Fiber trunk cable assembly
U3XQZQZTK |  | Base Product | Ultra Low Loss (ULL) OM4 MPO8 APC (Pinned) to MPO8 APC (Pinned), Fiber Trunk Cable Assembly, 72-Fiber, LSZH B2ca | CommScope® | Propel ¦ SYSTIMAX ULL |  | Fiber trunk cable assembly
U3VQVQZTF |  | Base Product | Ultra Low Loss (ULL) OM5 MPO8 APC (Non-Pinned) to MPO8 APC (Pinned), Fiber Trunk Cable Assembly, 24-Fiber, LSZH B2ca | CommScope® | Propel ¦ SYSTIMAX ULL |  | Fiber trunk cable assembly
UQVQVLUF8 |  | Base Product | Ultra Low Loss (ULL) OM5 MPO APC (Non-Pinned) to LC/UPC Uniboot, Fiber Array Cable Assembly, 8-Fiber, Plenum | CommScope® | Propel ¦ SYSTIMAX ULL |  | Fiber array cable assembly
URVQZUCF8 |  | Base Product | Ultra Low Loss (ULL) OM5 MPO APC (Pinned) to Unconnectorized, Fiber Trunk Cable Assembly, 8-Fiber, Dual Rated (OFNR/LSZH) | CommScope® | Propel ¦ SYSTIMAX ULL |  | Fiber array cable assembly
UJVQVUCT8 |  | Base Product | Ultra Low Loss (ULL) OM5 MPO APC (Non-Pinned) to Unconnectorized, Fiber Trunk Cable Assembly, 8-Fiber, Dual Rated (OFNR/LSZH) | CommScope® | Propel ¦ SYSTIMAX ULL |  | Fiber trunk cable assembly
UJXQZQZTU |  | Base Product | Ultra Low Loss (ULL) OM4 MPO APC (Pinned) to MPO APC (Pinned), Fiber Trunk Cable Assembly, 64-Fiber, Dual Rated (OFNR/LSZH) | CommScope® | Propel ¦ SYSTIMAX ULL |  | Fiber trunk cable assembly
U3XQZQZTL |  | Base Product | Ultra Low Loss (ULL) OM4 MPO8 APC (Pinned) to MPO8 APC (Pinned), Fiber Trunk Cable Assembly, 96-Fiber, LSZH B2ca | CommScope® | Propel ¦ SYSTIMAX ULL |  | Fiber trunk cable assembly
U3VRZRZ8M |  | Base Product | Ultra Low Loss (ULL) OM5 MPO16 APC (Pinned) to MPO16 APC (Pinned), Fiber Trunk Cable Assembly, 144-Fiber, LSZH B2ca | CommScope® | Propel ¦ SYSTIMAX ULL |  | Fiber trunk cable assembly
UQVQVQVF8 |  | Base Product | Ultra Low Loss (ULL) OM5 MPO APC (Non-Pinned) to MPO APC (Non-Pinned), Fiber Trunk Cable Assembly, 8-Fiber, Plenum | CommScope® | Propel ¦ SYSTIMAX ULL |  | Fiber array cable assembly
UGVQZQZTM |  | Base Product | Ultra Low Loss (ULL) OM5 MPO8 APC (Pinned) to MPO8 APC (Pinned), Fiber Trunk Cable Assembly, 144-Fiber, Plenum | CommScope® | Propel ¦ SYSTIMAX ULL |  | Fiber trunk cable assembly
UJXQZUCT8 |  | Base Product | Ultra Low Loss (ULL) OM4 MPO APC (Pinned) to Unconnectorized, Fiber Trunk Cable Assembly, 8-Fiber, Dual Rated (OFNR/LSZH) | CommScope® | Propel ¦ SYSTIMAX ULL |  | Fiber trunk cable assembly
UGVQZQZTN |  | Base Product | Ultra Low Loss (ULL) OM5 MPO8 APC (Pinned) to MPO8 APC (Pinned), Fiber Trunk Cable Assembly, 192-Fiber, Plenum | CommScope® | Propel ¦ SYSTIMAX ULL |  | Fiber trunk cable assembly
UQVQVQZF8 |  | Base Product | Ultra Low Loss (ULL) OM5 MPO APC (Non-Pinned) to MPO APC (Pinned), Fiber Trunk Cable Assembly, 8-Fiber, Plenum | CommScope® | Propel ¦ SYSTIMAX ULL |  | Fiber array cable assembly
U3VQVQZTK |  | Base Product | Ultra Low Loss (ULL) OM5 MPO8 APC (Non-Pinned) to MPO8 APC (Pinned), Fiber Trunk Cable Assembly, 72-Fiber, LSZH B2ca | CommScope® | Propel ¦ SYSTIMAX ULL |  | Fiber trunk cable assembly
URVRVLU7R |  | Base Product | Ultra Low Loss (ULL) OM5 MPO16 APC (Non-Pinned) to LC Uniboot, Fiber Array Cable Assembly, 16-Fiber, Dual Rated (OFNR/LSZH) | CommScope® | Propel ¦ SYSTIMAX ULL |  | Fiber array cable assembly
U3XQZQZTM |  | Base Product | Ultra Low Loss (ULL) OM4 MPO8 APC (Pinned) to MPO8 APC (Pinned), Fiber Trunk Cable Assembly, 144-Fiber, Dual Rated (OFNR/LSZH) B2ca | CommScope® | Propel ¦ SYSTIMAX ULL |  | Fiber trunk cable assembly
UGVQZQZTR |  | Base Product | Ultra Low Loss (ULL) OM5 MPO8 APC (Pinned) to MPO8 APC (Pinned), Fiber Trunk Cable Assembly, 16-Fiber, Plenum | CommScope® | Propel ¦ SYSTIMAX ULL |  | Fiber trunk cable assembly
UGGRXRX8N |  | Base Product | Ultra Low Loss (ULL) Singlemode G.657.A2 MPO16 (Pinned) to MPO16 (Pinned), Fiber Trunk Cable Assembly, 192-Fiber, Plenum | CommScope® | Propel ¦ SYSTIMAX ULL |  | Fiber trunk cable assembly
UQVQVUCF8 |  | Base Product | Ultra Low Loss (ULL) OM5 MPO APC (Non-Pinned) to Unconnectorized, Fiber Trunk Cable Assembly, 8-Fiber, Plenum | CommScope® | Propel ¦ SYSTIMAX ULL |  | Fiber array cable assembly
U3VRZRZ8Q |  | Base Product | Ultra Low Loss (ULL) OM5 MPO16 APC (Pinned) to MPO16 APC (Pinned), Fiber Trunk Cable Assembly, 128-Fiber, LSZH B2ca | CommScope® | Propel ¦ SYSTIMAX ULL |  | Fiber trunk cable assembly
U3XQZQZTN |  | Base Product | Ultra Low Loss (ULL) OM4 MPO8 APC (Pinned) to MPO8 APC (Pinned), Fiber Trunk Cable Assembly, 192-Fiber, LSZH B2ca | CommScope® | Propel ¦ SYSTIMAX ULL |  | Fiber trunk cable assembly
UGXQVQZTN |  | Base Product | Ultra Low Loss (ULL) OM4 MPO8 APC (Non-Pinned) to MPO8 APC (Pinned), Fiber Trunk Cable Assembly, 192-Fiber, Plenum | CommScope® | Propel ¦ SYSTIMAX ULL |  | Fiber trunk cable assembly
URVRVRV7R |  | Base Product | Ultra Low Loss (ULL) OM5 MPO16 APC (Non-Pinned) to MPO16 APC (Non-Pinned), Fiber Array Cable Assembly, 16-Fiber, Dual Rated (OFNR/LSZH) | CommScope® | Propel ¦ SYSTIMAX ULL |  | Fiber array cable assembly
UJXQZUCTK |  | Base Product | Ultra Low Loss (ULL) OM4 MPO APC (Pinned) to Unconnectorized, Fiber Trunk Cable Assembly, 72-Fiber, Dual Rated (OFNR/LSZH) | CommScope® | Propel ¦ SYSTIMAX ULL |  | Fiber trunk cable assembly
UQVQZLUF8 |  | Base Product | Ultra Low Loss (ULL) OM5 MPO APC (Pinned) to LC/UPC Uniboot, Fiber Array Cable Assembly, 8-Fiber, Plenum | CommScope® | Propel ¦ SYSTIMAX ULL |  | Fiber array cable assembly
U3XQZQZTR |  | Base Product | Ultra Low Loss (ULL) OM4 MPO8 APC (Pinned) to MPO8 APC (Pinned), Fiber Trunk Cable Assembly, 16-Fiber, LSZH B2ca | CommScope® | Propel ¦ SYSTIMAX ULL |  | Fiber trunk cable assembly
UJXQZUCTL |  | Base Product | Ultra Low Loss (ULL) OM4 MPO APC (Pinned) to Unconnectorized, Fiber Trunk Cable Assembly, 96-Fiber, Dual Rated (OFNR/LSZH) | CommScope® | Propel ¦ SYSTIMAX ULL |  | Fiber trunk cable assembly
UGGRXRX8R |  | Base Product | Ultra Low Loss (ULL) Singlemode G.657.A2 MPO16 (Pinned) to MPO16 (Pinned), Fiber Trunk Cable Assembly, 16-Fiber, Plenum | CommScope® | Propel ¦ SYSTIMAX ULL |  | Fiber trunk cable assembly
U3VRZRZ8S |  | Base Product | Ultra Low Loss (ULL) OM5 MPO16 APC (Pinned) to MPO16 APC (Pinned), Fiber Trunk Cable Assembly, 32-Fiber, LSZH B2ca | CommScope® | Propel ¦ SYSTIMAX ULL |  | Fiber trunk cable assembly
UJXQZUCTM |  | Base Product | Ultra Low Loss (ULL) OM4 MPO APC (Pinned) to Unconnectorized, Fiber Trunk Cable Assembly, 144-Fiber, Dual Rated (OFNR/LSZH) | CommScope® | Propel ¦ SYSTIMAX ULL |  | Fiber trunk cable assembly
U3XQZQZTS |  | Base Product | Ultra Low Loss (ULL) OM4 MPO8 APC (Pinned) to MPO8 APC (Pinned), Fiber Trunk Cable Assembly, 32-Fiber, LSZH B2ca | CommScope® | Propel ¦ SYSTIMAX ULL |  | Fiber trunk cable assembly
UJVQVUCTL |  | Base Product | Ultra Low Loss (ULL) OM5 MPO APC (Non-Pinned) to Unconnectorized, Fiber Trunk Cable Assembly, 96-Fiber, Dual Rated (OFNR/LSZH) | CommScope® | Propel ¦ SYSTIMAX ULL |  | Fiber trunk cable assembly
UJXQVQZT8 |  | Base Product | Ultra Low Loss (ULL) OM4 MPO APC (Pinned) to MPO APC (unPinned), Fiber Trunk Cable Assembly, 8-Fiber, Dual Rated (OFNR/LSZH) | CommScope® | Propel ¦ SYSTIMAX ULL |  | Fiber trunk cable assembly
UGVQZUCTF |  | Base Product | Ultra Low Loss (ULL) OM5 MPO8 APC (Pinned) to Unconnectorized, Fiber Trunk Cable Assembly, 24-Fiber, Plenum | CommScope® | Propel ¦ SYSTIMAX ULL |  | Fiber trunk cable assembly
U3VRZUC8H |  | Base Product | Ultra Low Loss (ULL) OM5 MPO16 APC (Pinned) to Unconnectorized, Fiber Trunk Cable Assembly, 48-Fiber, LSZH B2ca | CommScope® | Propel ¦ SYSTIMAX ULL |  | Fiber trunk cable assembly
UQVQZUCF8 |  | Base Product | Ultra Low Loss (ULL) OM5 MPO APC (Pinned) to Unconnectorized, Fiber Trunk Cable Assembly, 8-Fiber, Plenum | CommScope® | Propel ¦ SYSTIMAX ULL |  | Fiber array cable assembly
U3VQVQZTR |  | Base Product | Ultra Low Loss (ULL) OM5 MPO8 APC (Non-Pinned) to MPO8 APC (Pinned), Fiber Trunk Cable Assembly, 16-Fiber, LSZH B2ca | CommScope® | Propel ¦ SYSTIMAX ULL |  | Fiber trunk cable assembly
U3XQZQZTU |  | Base Product | Ultra Low Loss (ULL) OM4 MPO8 APC (Pinned) to MPO8 APC (Pinned), Fiber Trunk Cable Assembly, 64-Fiber, LSZH B2ca | CommScope® | Propel ¦ SYSTIMAX ULL |  | Fiber trunk cable assembly
UGVQZUCTH |  | Base Product | Ultra Low Loss (ULL) OM5 MPO8 APC (Pinned) to Unconnectorized, Fiber Trunk Cable Assembly, 48-Fiber, Plenum | CommScope® | Propel ¦ SYSTIMAX ULL |  | Fiber trunk cable assembly
UGXQVUCTF |  | Base Product | Ultra Low Loss (ULL) OM4 MPO8 APC (Non-Pinned) to Unconnectorized, Fiber Trunk Cable Assembly, 24-Fiber, Plenum | CommScope® | Propel ¦ SYSTIMAX ULL |  | Fiber trunk cable assembly
UJXQZUCTS |  | Base Product | Ultra Low Loss (ULL) OM4 MPO APC (Pinned) to Unconnectorized, Fiber Trunk Cable Assembly, 32-Fiber, Dual Rated (OFNR/LSZH) | CommScope® | Propel ¦ SYSTIMAX ULL |  | Fiber trunk cable assembly
UGXQVUCTH |  | Base Product | Ultra Low Loss (ULL) OM4 MPO8 APC (Non-Pinned) to Unconnectorized, Fiber Trunk Cable Assembly, 48-Fiber, Plenum | CommScope® | Propel ¦ SYSTIMAX ULL |  | Fiber trunk cable assembly
UJVQVUCTN |  | Base Product | Ultra Low Loss (ULL) OM5 MPO APC (Non-Pinned) to Unconnectorized, Fiber Trunk Cable Assembly, 192-Fiber, Dual Rated (OFNR/LSZH) | CommScope® | Propel ¦ SYSTIMAX ULL |  | Fiber trunk cable assembly
UJXQZUCTU |  | Base Product | Ultra Low Loss (ULL) OM4 MPO APC (Pinned) to Unconnectorized, Fiber Trunk Cable Assembly, 64-Fiber, Dual Rated (OFNR/LSZH) | CommScope® | Propel ¦ SYSTIMAX ULL |  | Fiber trunk cable assembly
URXQVLUF8 |  | Base Product | Ultra Low Loss (ULL) OM4 MPO8 APC (Non-Pinned) to LC/UPC Uniboot, Fiber Array Cable Assembly, 8-Fiber, Dual Rated (OFNR/LSZH) | CommScope® | Propel ¦ SYSTIMAX ULL |  | Fiber array cable assembly
UJVQVUCTR |  | Base Product | Ultra Low Loss (ULL) OM5 MPO APC (Non-Pinned) to Unconnectorized, Fiber Trunk Cable Assembly, 16-Fiber, Dual Rated (OFNR/LSZH) | CommScope® | Propel ¦ SYSTIMAX ULL |  | Fiber trunk cable assembly
UJXQVQZTL |  | Base Product | Ultra Low Loss (ULL) OM4 MPO APC (Pinned) to MPO APC (unPinned), Fiber Trunk Cable Assembly, 96-Fiber, Dual Rated (OFNR/LSZH) | CommScope® | Propel ¦ SYSTIMAX ULL |  | Fiber trunk cable assembly
UGXQVUCTL |  | Base Product | Ultra Low Loss (ULL) OM4 MPO8 APC (Non-Pinned) to Unconnectorized, Fiber Trunk Cable Assembly, 96-Fiber, Plenum | CommScope® | Propel ¦ SYSTIMAX ULL |  | Fiber trunk cable assembly
U3VRZUC8N |  | Base Product | Ultra Low Loss (ULL) OM5 MPO16 APC (Pinned) to Unconnectorized, Fiber Trunk Cable Assembly, 192-Fiber, LSZH B2ca | CommScope® | Propel ¦ SYSTIMAX ULL |  | Fiber trunk cable assembly
UJXRZRZ8H |  | Base Product | Ultra Low Loss (ULL) OM4 MPO16 APC (Pinned) to MPO16 APC (Pinned), Fiber Trunk Cable Assembly, 48-Fiber, Dual Rated (OFNR/LSZH) | CommScope® | Propel ¦ SYSTIMAX ULL |  | Fiber trunk cable assembly
UJVQVUCTS |  | Base Product | Ultra Low Loss (ULL) OM5 MPO APC (Non-Pinned) to Unconnectorized, Fiber Trunk Cable Assembly, 32-Fiber, Dual Rated (OFNR/LSZH) | CommScope® | Propel ¦ SYSTIMAX ULL |  | Fiber trunk cable assembly
URXQVQVF8 |  | Base Product | Ultra Low Loss (ULL) OM4 MPO8 APC (Non-Pinned) to MPO8 APC (Non-Pinned), Fiber Trunk Cable Assembly, 8-Fiber, Dual Rated (OFNR/LSZH) | CommScope® | Propel ¦ SYSTIMAX ULL |  | Fiber array cable assembly
U3XQZUCTH |  | Base Product | Ultra Low Loss (ULL) OM4 MPO8 APC (Pinned) to Unconnectorized, Fiber Trunk Cable Assembly, 48-Fiber, LSZH B2ca | CommScope® | Propel ¦ SYSTIMAX ULL |  | Fiber trunk cable assembly
UJXRZRZ8L |  | Base Product | Ultra Low Loss (ULL) OM4 MPO16 APC (Pinned) to MPO16 APC (Pinned), Fiber Trunk Cable Assembly, 96-Fiber, Dual Rated (OFNR/LSZH) | CommScope® | Propel ¦ SYSTIMAX ULL |  | Fiber trunk cable assembly
URXQVQZF8 |  | Base Product | Ultra Low Loss (ULL) OM4 MPO8 APC (Non-Pinned) to MPO8 APC (Pinned), Fiber Trunk Cable Assembly, 8-Fiber, Dual Rated (OFNR/LSZH) | CommScope® | Propel ¦ SYSTIMAX ULL |  | Fiber array cable assembly
UGVQZUCTR |  | Base Product | Ultra Low Loss (ULL) OM5 MPO8 APC (Pinned) to Unconnectorized, Fiber Trunk Cable Assembly, 16-Fiber, Plenum | CommScope® | Propel ¦ SYSTIMAX ULL |  | Fiber trunk cable assembly
U3VQVUCTK |  | Base Product | Ultra Low Loss (ULL) OM5 MPO8 APC (Non-Pinned) to Unconnectorized, Fiber Trunk Cable Assembly, 72-Fiber, LSZH B2ca | CommScope® | Propel ¦ SYSTIMAX ULL |  | Fiber trunk cable assembly
UJVQZQZT8 |  | Base Product | Ultra Low Loss (ULL) OM5 MPO APC (Pinned) to MPO APC (Pinned), Fiber Trunk Cable Assembly, 8-Fiber, Dual Rated (OFNR/LSZH) | CommScope® | Propel ¦ SYSTIMAX ULL |  | Fiber trunk cable assembly
URXQVUCF8 |  | Base Product | Ultra Low Loss (ULL) OM4 MPO8 APC (Non-Pinned) to Unconnectorized, Fiber Trunk Cable Assembly, 8-Fiber, Dual Rated (OFNR/LSZH) | CommScope® | Propel ¦ SYSTIMAX ULL |  | Fiber array cable assembly
U3VQVUCTL |  | Base Product | Ultra Low Loss (ULL) OM5 MPO8 APC (Non-Pinned) to Unconnectorized, Fiber Trunk Cable Assembly, 96-Fiber, LSZH B2ca | CommScope® | Propel ¦ SYSTIMAX ULL |  | Fiber trunk cable assembly
U3VQVUCTM |  | Base Product | Ultra Low Loss (ULL) OM5 MPO8 APC (Non-Pinned) to Unconnectorized, Fiber Trunk Cable Assembly, 144-Fiber, LSZH B2ca | CommScope® | Propel ¦ SYSTIMAX ULL |  | Fiber trunk cable assembly
UJXQVQZTR |  | Base Product | Ultra Low Loss (ULL) OM4 MPO APC (Pinned) to MPO APC (unPinned), Fiber Trunk Cable Assembly, 16-Fiber, Dual Rated (OFNR/LSZH) | CommScope® | Propel ¦ SYSTIMAX ULL |  | Fiber trunk cable assembly
UGXQVUCTU |  | Base Product | Ultra Low Loss (ULL) OM4 MPO8 APC (Non-Pinned) to Unconnectorized, Fiber Trunk Cable Assembly, 64-Fiber, Plenum | CommScope® | Propel ¦ SYSTIMAX ULL |  | Fiber trunk cable assembly
UJVQZQZTF |  | Base Product | Ultra Low Loss (ULL) OM5 MPO APC (Pinned) to MPO APC (Pinned), Fiber Trunk Cable Assembly, 24-Fiber, Dual Rated (OFNR/LSZH) | CommScope® | Propel ¦ SYSTIMAX ULL |  | Fiber trunk cable assembly
UJXRZRZ8M |  | Base Product | Ultra Low Loss (ULL) OM4 MPO16 APC (Pinned) to MPO16 APC (Pinned), Fiber Trunk Cable Assembly, 144-Fiber, Dual Rated (OFNR/LSZH) | CommScope® | Propel ¦ SYSTIMAX ULL |  | Fiber trunk cable assembly
U3VRZUC8U |  | Base Product | Ultra Low Loss (ULL) OM5 MPO16 APC (Pinned) to Unconnectorized, Fiber Trunk Cable Assembly, 64-Fiber, LSZH B2ca | CommScope® | Propel ¦ SYSTIMAX ULL |  | Fiber trunk cable assembly
U3XQZUCTL |  | Base Product | Ultra Low Loss (ULL) OM4 MPO8 APC (Pinned) to Unconnectorized, Fiber Trunk Cable Assembly, 96-Fiber, LSZH B2ca | CommScope® | Propel ¦ SYSTIMAX ULL |  | Fiber trunk cable assembly
UGXRZUC8Q |  | Base Product | Ultra Low Loss (ULL) OM4 MPO16 APC (Pinned) to Unconnectorized, Fiber Trunk Cable Assembly, 128-Fiber, Plenum | CommScope® | Propel ¦ SYSTIMAX ULL |  | Fiber trunk cable assembly
UGVQZUCTS |  | Base Product | Ultra Low Loss (ULL) OM5 MPO8 APC (Pinned) to Unconnectorized, Fiber Trunk Cable Assembly, 32-Fiber, Plenum | CommScope® | Propel ¦ SYSTIMAX ULL |  | Fiber trunk cable assembly
UQVRZUC7R |  | Base Product | Ultra Low Loss (ULL) OM5 MPO16 APC (Pinned) to Unconnectorized, Fiber Array Cable Assembly, 16-Fiber, Plenum | CommScope® | Propel ¦ SYSTIMAX ULL |  | Fiber array cable assembly
UJXQVQZTS |  | Base Product | Ultra Low Loss (ULL) OM4 MPO APC (Pinned) to MPO APC (unPinned), Fiber Trunk Cable Assembly, 32-Fiber, Dual Rated (OFNR/LSZH) | CommScope® | Propel ¦ SYSTIMAX ULL |  | Fiber trunk cable assembly
U3VQVUCTN |  | Base Product | Ultra Low Loss (ULL) OM5 MPO8 APC (Non-Pinned) to Unconnectorized, Fiber Trunk Cable Assembly, 192-Fiber, LSZH B2ca | CommScope® | Propel ¦ SYSTIMAX ULL |  | Fiber trunk cable assembly
UJXRZRZ8N |  | Base Product | Ultra Low Loss (ULL) OM4 MPO16 APC (Pinned) to MPO16 APC (Pinned), Fiber Trunk Cable Assembly, 192-Fiber, Dual Rated (OFNR/LSZH) | CommScope® | Propel ¦ SYSTIMAX ULL |  | Fiber trunk cable assembly
U3XQZUCTM |  | Base Product | Ultra Low Loss (ULL) OM4 MPO8 APC (Pinned) to Unconnectorized, Fiber Trunk Cable Assembly, 144-Fiber, LSZH B2ca | CommScope® | Propel ¦ SYSTIMAX ULL |  | Fiber trunk cable assembly
U3XQVQZT8 |  | Base Product | Ultra Low Loss (ULL) OM4 MPO8 APC (Non-Pinned) to MPO8 APC (Pinned), Fiber Trunk Cable Assembly, 8-Fiber, LSZH B2ca | CommScope® | Propel ¦ SYSTIMAX ULL |  | Fiber trunk cable assembly
UGVQZUCTU |  | Base Product | Ultra Low Loss (ULL) OM5 MPO8 APC (Pinned) to Unconnectorized, Fiber Trunk Cable Assembly, 64-Fiber, Plenum | CommScope® | Propel ¦ SYSTIMAX ULL |  | Fiber trunk cable assembly
U3VQVUCTR |  | Base Product | Ultra Low Loss (ULL) OM5 MPO8 APC (Non-Pinned) to Unconnectorized, Fiber Trunk Cable Assembly, 16-Fiber, LSZH B2ca | CommScope® | Propel ¦ SYSTIMAX ULL |  | Fiber trunk cable assembly
UGXQZQZTF |  | Base Product | Ultra Low Loss (ULL) OM4 MPO8 APC (Pinned) to MPO8 APC (Pinned), Fiber Trunk Cable Assembly, 24-Fiber, Plenum | CommScope® | Propel ¦ SYSTIMAX ULL |  | Fiber trunk cable assembly
U3XQVQZTF |  | Base Product | Ultra Low Loss (ULL) OM4 MPO8 APC (Non-Pinned) to MPO8 APC (Pinned), Fiber Trunk Cable Assembly, 24-Fiber, LSZH B2ca | CommScope® | Propel ¦ SYSTIMAX ULL |  | Fiber trunk cable assembly
UJXRZRZ8Q |  | Base Product | Ultra Low Loss (ULL) OM4 MPO16 APC (Pinned) to MPO16 APC (Pinned), Fiber Trunk Cable Assembly, 128-Fiber, Dual Rated (OFNR/LSZH) | CommScope® | Propel ¦ SYSTIMAX ULL |  | Fiber trunk cable assembly
UGVRZRZ8H |  | Base Product | Ultra Low Loss (ULL) OM5 MPO16 APC (Pinned) to MPO16 APC (Pinned), Fiber Trunk Cable Assembly, 48-Fiber, Plenum | CommScope® | Propel ¦ SYSTIMAX ULL |  | Fiber trunk cable assembly
UJVQZQZTK |  | Base Product | Ultra Low Loss (ULL) OM5 MPO APC (Pinned) to MPO APC (Pinned), Fiber Trunk Cable Assembly, 72-Fiber, Dual Rated (OFNR/LSZH) | CommScope® | Propel ¦ SYSTIMAX ULL |  | Fiber trunk cable assembly
U3XQZUCTN |  | Base Product | Ultra Low Loss (ULL) OM4 MPO8 APC (Pinned) to Unconnectorized, Fiber Trunk Cable Assembly, 192-Fiber, LSZH B2ca | CommScope® | Propel ¦ SYSTIMAX ULL |  | Fiber trunk cable assembly
UTG760245081 | 2071E-UTG BLK C6 4/23 U/UTP R1000 | Variant of 2071E-UTG | GigaSPEED XL® 2071E-UTG ETL Verified Category 6 U/UTP Cable, plenum, black jacket, 4 pair count, 1000 ft (305 m) length, reel | SYSTIMAX® | GigaSPEED XL® |  | Twisted pair cable
UTG760245109 | 2091B-UTG BLK C6A 4/23 U/UTP W1000 | Variant of 2091B-UTG | GigaSPEED X10D® 2091B-UTG ETL Verified Category 6A U/UTP Cable, black jacket, 4 pair count, 1000 ft (305 m) length, WE TOTE® box | SYSTIMAX® | GigaSPEED X10D® |  | Twisted pair cable
UTG760245084 | 2071E-UTG BLU C6 4/23 U/UTP R3000 | Variant of 2071E-UTG | GigaSPEED XL® 2071E-UTG ETL Verified Category 6 U/UTP Cable, plenum, blue jacket, 4 pair count, 3000 ft (914 m) length, reel | SYSTIMAX® | GigaSPEED XL® |  | Twisted pair cable
UTG760245092 | 2071E-UTG PRP C6 4/23 U/UTP W1000 | Variant of 2071E-UTG | GigaSPEED XL® 2071E-UTG ETL Verified Category 6 U/UTP Cable, plenum, purple jacket, 4 pair count, 1000 ft (305 m) length, WE TOTE® box | SYSTIMAX® | GigaSPEED XL® |  | Twisted pair cable
UTG760245085 | 2071E-UTG BLU C6 4/23 U/UTP W1000 | Variant of 2071E-UTG | GigaSPEED XL® 2071E-UTG ETL Verified Category 6 U/UTP Cable, plenum, blue jacket, 4 pair count, 1000 ft (305 m) length, WE TOTE® box | SYSTIMAX® | GigaSPEED XL® |  | Twisted pair cable
UTG760245102 | 2071E-UTG WHT C6 4/23 U/UTP R3000 | Variant of 2071E-UTG | GigaSPEED XL® 2071E-UTG ETL Verified Category 6 U/UTP Cable, plenum, white jacket, 4 pair count, 3000 ft (914 m) length, reel | SYSTIMAX® | GigaSPEED XL® |  | Twisted pair cable
UTG760245119 | 2091B-UTG ORG C6A 4/23 U/UTP W1000 | Variant of 2091B-UTG | GigaSPEED X10D® 2091B-UTG ETL Verified Category 6A U/UTP Cable, orange jacket, 4 pair count, 1000 ft (305 m) length, WE TOTE® box | SYSTIMAX® | GigaSPEED X10D® |  | Twisted pair cable
UTG760245111 | 2091B-UTG BLU C6A 4/23 U/UTP R2000 (SL) | Variant of 2091B-UTG | GigaSPEED X10D® 2091B-UTG ETL Verified Category 6A U/UTP Cable, blue jacket, 4 pair count, 2000 ft (610 m) length, reel | SYSTIMAX® | GigaSPEED X10D® |  | Twisted pair cable
UTG760245087 | 2071E-UTG LBL C6 4/23 U/UTP W1000 | Variant of 2071E-UTG | GigaSPEED XL® 2071E-UTG ETL Verified Category 6 U/UTP Cable, plenum, light blue jacket, 4 pair count, 1000 ft (305 m) length, WE TOTE® box | SYSTIMAX® | GigaSPEED XL® |  | Twisted pair cable
UTG760245130 | 2091B-UTG WHT C6A 4/23 U/UTP W1000 | Variant of 2091B-UTG | GigaSPEED X10D® 2091B-UTG ETL Verified Category 6A U/UTP Cable, white jacket, 4 pair count, 1000 ft (305 m) length, WE TOTE® box | SYSTIMAX® | GigaSPEED X10D® |  | Twisted pair cable
UTG760245121 | 2091B-UTG PNK C6A 4/23 U/UTP W1000 | Variant of 2091B-UTG | GigaSPEED X10D® 2091B-UTG ETL Verified Category 6A U/UTP Cable, pink jacket, 4 pair count, 1000 ft (305 m) length, WE TOTE® box | SYSTIMAX® | GigaSPEED X10D® |  | Twisted pair cable
UTG760245113 | 2091B-UTG BLU C6A 4/23 U/UTP W1000 | Variant of 2091B-UTG | GigaSPEED X10D® 2091B-UTG ETL Verified Category 6A U/UTP Cable, blue jacket, 4 pair count, 1000 ft (305 m) length, WE TOTE® box | SYSTIMAX® | GigaSPEED X10D® |  | Twisted pair cable
UTG760245105 | 2071E-UTG YEL C6 4/23 U/UTP R1000 | Variant of 2071E-UTG | GigaSPEED XL® 2071E-UTG ETL Verified Category 6 U/UTP Cable, plenum, yellow jacket, 4 pair count, 1000 ft (305 m) length, reel | SYSTIMAX® | GigaSPEED XL® |  | Twisted pair cable
UTG760245106 | 2071E-UTG YEL C6 4/23 U/UTP W1000 | Variant of 2071E-UTG | GigaSPEED XL® 2071E-UTG ETL Verified Category 6 U/UTP Cable, plenum, yellow jacket, 4 pair count, 1000 ft (305 m) length, WE TOTE® box | SYSTIMAX® | GigaSPEED XL® |  | Twisted pair cable
UTG760245114 | 2091B-UTG GRN C6A 4/23 U/UTP R1000 | Variant of 2091B-UTG | GigaSPEED X10D® 2091B-UTG ETL Verified Category 6A U/UTP Cable, green jacket, 4 pair count, 1000 ft (305 m) length, reel | SYSTIMAX® | GigaSPEED X10D® |  | Twisted pair cable
UTG760245096 | 2071E-UTG SGR C6 4/23 U/UTP W1000 | Variant of 2071E-UTG | GigaSPEED XL® 2071E-UTG ETL Verified Category 6 U/UTP Cable, plenum, spring green jacket, 4 pair count, 1000 ft (305 m) length, WE TOTE® box | SYSTIMAX® | GigaSPEED XL® |  | Twisted pair cable
UTG760245132 | 2091B-UTG YEL C6A 4/23 U/UTP R1000 | Variant of 2091B-UTG | GigaSPEED X10D® 2091B-UTG ETL Verified Category 6A U/UTP Cable, yellow jacket, 4 pair count, 1000 ft (305 m) length, reel | SYSTIMAX® | GigaSPEED X10D® |  | Twisted pair cable
UTG760245115 | 2091B-UTG GRN C6A 4/23 U/UTP R3000 | Variant of 2091B-UTG | GigaSPEED X10D® 2091B-UTG ETL Verified Category 6A U/UTP Cable, green jacket, 4 pair count, 3000 ft (915 m) length, reel | SYSTIMAX® | GigaSPEED X10D® |  | Twisted pair cable
UTG760245133 | 2091B-UTG YEL C6A 4/23 U/UTP R3000 | Variant of 2091B-UTG | GigaSPEED X10D® 2091B-UTG ETL Verified Category 6A U/UTP Cable, yellow jacket, 4 pair count, 3000 ft (914 m) length, reel | SYSTIMAX® | GigaSPEED X10D® |  | Twisted pair cable
UTG760245117 | 2091B-UTG LBL C6A 4/23 U/UTP W1000 | Variant of 2091B-UTG | GigaSPEED X10D® 2091B-UTG ETL Verified Category 6A U/UTP Cable, light blue jacket, 4 pair count, 1000 ft (305 m) length, WE TOTE® box | SYSTIMAX® | GigaSPEED X10D® |  | Twisted pair cable
UTG760245125 | 2091B-UTG SLT C6A 4/23 U/UTP R1000 | Variant of 2091B-UTG | GigaSPEED X10D® 2091B-UTG ETL Verified Category 6A U/UTP Cable, slate jacket, 4 pair count, 1000 ft (305 m) length, reel | SYSTIMAX® | GigaSPEED X10D® |  | Twisted pair cable
UTG760245098 | 2071E-UTG SLT C6 4/23 U/UTP R3000 | Variant of 2071E-UTG | GigaSPEED XL® 2071E-UTG ETL Verified Category 6 U/UTP Cable, plenum, slate jacket, 4 pair count, 3000 ft (914 m) length, reel | SYSTIMAX® | GigaSPEED XL® |  | Twisted pair cable
UTG760245118 | 2091B-UTG ORG C6A 4/23 U/UTP R1000 | Variant of 2091B-UTG | GigaSPEED X10D® 2091B-UTG ETL Verified Category 6A U/UTP Cable, orange jacket, 4 pair count, 1000 ft (305 m) length, reel | SYSTIMAX® | GigaSPEED X10D® |  | Twisted pair cable
UTG760245126 | 2091B-UTG SLT C6A 4/23 U/UTP R3000 | Variant of 2091B-UTG | GigaSPEED X10D® 2091B-UTG ETL Verified Category 6A U/UTP Cable, slate jacket, 4 pair count, 3000 ft (914 m) length, reel | SYSTIMAX® | GigaSPEED X10D® |  | Twisted pair cable
U4GMPLGCK |  | Base Product | Ultra Low Loss ULL TeraSPEED® MPO(Unpinned) to LC/APC G B Ruggedized fanout Cable, 72-Fiber, LSZH, 12 fiber PmP 2.0 mm /B2ca | CommScope® | SYSTIMAX ULL |  | Ruggedized fanout
U4GMPLFCG |  | Base Product | Ultra Low Loss ULL TeraSPEED® MPO(Unpinned) to LC/UPC G B Ruggedized fanout Cable, 36-Fiber, LSZH, 12 fiber PmP 2.0 mm /B2ca | CommScope® | SYSTIMAX ULL |  | Ruggedized fanout
U4GMPSCCD |  | Base Product | Ultra Low Loss ULL TeraSPEED® MPO(Unpinned) to SC/UPC Ruggedized fanout Cable, 12-Fiber, LSZH, 12 fiber PmP 2.0 mm /B2ca | CommScope® | SYSTIMAX ULL |  | Ruggedized fanout
U4GMPLCCF |  | Base Product | Ultra Low Loss ULL TeraSPEED® MPO(Unpinned) to LC/UPC Ruggedized fanout Cable, 24-Fiber, LSZH, 12 fiber PmP 2.0 mm /B2ca | CommScope® | SYSTIMAX ULL |  | Ruggedized fanout
U4GMXLACH |  | Base Product | Ultra Low Loss ULL TeraSPEED® MPO(Pinned) to LC/APC Ruggedized fanout Cable, 48-Fiber, LSZH, 12 fiber PmP 2.0 mm /B2ca | CommScope® | SYSTIMAX ULL |  | Ruggedized fanout
U4GMPLUCL |  | Base Product | Ultra Low Loss ULL TeraSPEED® MPO(Unpinned) to LC/UPC Uniboot Ruggedized fanout Cable, 96-Fiber, LSZH, 12 fiber PmP 2.0 mm /B2ca | CommScope® | SYSTIMAX ULL |  | Ruggedized fanout
U4GMPLGCL |  | Base Product | Ultra Low Loss ULL TeraSPEED® MPO(Unpinned) to LC/APC G B Ruggedized fanout Cable, 96-Fiber, LSZH, 12 fiber PmP 2.0 mm /B2ca | CommScope® | SYSTIMAX ULL |  | Ruggedized fanout
U4GMPSCCF |  | Base Product | Ultra Low Loss ULL TeraSPEED® MPO(Unpinned) to SC/UPC Ruggedized fanout Cable, 24-Fiber, LSZH, 12 fiber PmP 2.0 mm /B2ca | CommScope® | SYSTIMAX ULL |  | Ruggedized fanout
U4GMXLACK |  | Base Product | Ultra Low Loss ULL TeraSPEED® MPO(Pinned) to LC/APC Ruggedized fanout Cable, 72-Fiber, LSZH, 12 fiber PmP 2.0 mm /B2ca | CommScope® | SYSTIMAX ULL |  | Ruggedized fanout
U4GMXLFCD |  | Base Product | Ultra Low Loss ULL TeraSPEED® MPO(Pinned) to LC/UPC G B Ruggedized fanout Cable, 12-Fiber, LSZH, 12 fiber PmP 2.0 mm /B2ca | CommScope® | SYSTIMAX ULL |  | Ruggedized fanout
U4GMPLGCM |  | Base Product | Ultra Low Loss ULL TeraSPEED® MPO(Unpinned) to LC/APC G B Ruggedized fanout Cable, 144-Fiber, LSZH, 12 fiber PmP 2.0 mm /B2ca | CommScope® | SYSTIMAX ULL |  | Ruggedized fanout
U4GMXLGCD |  | Base Product | Ultra Low Loss ULL TeraSPEED® MPO(Pinned) to LC/APC G B Ruggedized fanout Cable, 12-Fiber, LSZH, 12 fiber PmP 2.0 mm /B2ca | CommScope® | SYSTIMAX ULL |  | Ruggedized fanout
U4GMPSCCG |  | Base Product | Ultra Low Loss ULL TeraSPEED® MPO(Unpinned) to SC/UPC Ruggedized fanout Cable, 36-Fiber, LSZH, 12 fiber PmP 2.0 mm /B2ca | CommScope® | SYSTIMAX ULL |  | Ruggedized fanout
U4GMXLUCG |  | Base Product | Ultra Low Loss ULL TeraSPEED® MPO(Pinned) to LC/UPC Uniboot Ruggedized fanout Cable, 36-Fiber, LSZH, 12 fiber PmP 2.0 mm /B2ca | CommScope® | SYSTIMAX ULL |  | Ruggedized fanout
U4GMPLFCK |  | Base Product | Ultra Low Loss ULL TeraSPEED® MPO(Unpinned) to LC/UPC G B Ruggedized fanout Cable, 72-Fiber, LSZH, 12 fiber PmP 2.0 mm /B2ca | CommScope® | SYSTIMAX ULL |  | Ruggedized fanout
U4GMXLGCF |  | Base Product | Ultra Low Loss ULL TeraSPEED® MPO(Pinned) to LC/APC G B Ruggedized fanout Cable, 24-Fiber, LSZH, 12 fiber PmP 2.0 mm /B2ca | CommScope® | SYSTIMAX ULL |  | Ruggedized fanout
U4GMXLACM |  | Base Product | Ultra Low Loss ULL TeraSPEED® MPO(Pinned) to LC/APC Ruggedized fanout Cable, 144-Fiber, LSZH, 12 fiber PmP 2.0 mm /B2ca | CommScope® | SYSTIMAX ULL |  | Ruggedized fanout
U4GMXLUCH |  | Base Product | Ultra Low Loss ULL TeraSPEED® MPO(Pinned) to LC/UPC Uniboot Ruggedized fanout Cable, 48-Fiber, LSZH, 12 fiber PmP 2.0 mm /B2ca | CommScope® | SYSTIMAX ULL |  | Ruggedized fanout
U4GMXLFCG |  | Base Product | Ultra Low Loss ULL TeraSPEED® MPO(Pinned) to LC/UPC G B Ruggedized fanout Cable, 36-Fiber, LSZH, 12 fiber PmP 2.0 mm /B2ca | CommScope® | SYSTIMAX ULL |  | Ruggedized fanout
U4GMXSACL |  | Base Product | Ultra Low Loss ULL TeraSPEED® MPO(Pinned) to SC/APC Ruggedized fanout Cable, 96-Fiber, LSZH, 12 fiber PmP 2.0 mm /B2ca | CommScope® | SYSTIMAX ULL |  | Ruggedized fanout
U4GSASACF |  | Base Product | Ultra Low Loss ULL TeraSPEED® SC/APC to SC/APC Ruggedized fanout Cable, 24-Fiber, LSZH, 12 fiber PmP 2.0 mm /B2ca | CommScope® | SYSTIMAX ULL |  | Ruggedized fanout
U4GMXLCCD |  | Base Product | Ultra Low Loss ULL TeraSPEED® MPO(Pinned) to LC/UPC Ruggedized fanout Cable, 12-Fiber, LSZH, 12 fiber PmP 2.0 mm /B2ca | CommScope® | SYSTIMAX ULL |  | Ruggedized fanout
U4GMPSCCK |  | Base Product | Ultra Low Loss ULL TeraSPEED® MPO(Unpinned) to SC/UPC Ruggedized fanout Cable, 72-Fiber, LSZH, 12 fiber PmP 2.0 mm /B2ca | CommScope® | SYSTIMAX ULL |  | Ruggedized fanout
U4GMXLFCK |  | Base Product | Ultra Low Loss ULL TeraSPEED® MPO(Pinned) to LC/UPC G B Ruggedized fanout Cable, 72-Fiber, LSZH, 12 fiber PmP 2.0 mm /B2ca | CommScope® | SYSTIMAX ULL |  | Ruggedized fanout
U4GMXSCCD |  | Base Product | Ultra Low Loss ULL TeraSPEED® MPO(Pinned) to SC/UPC Ruggedized fanout Cable, 12-Fiber, LSZH, 12 fiber PmP 2.0 mm /B2ca | CommScope® | SYSTIMAX ULL |  | Ruggedized fanout
U4GMXLCCG |  | Base Product | Ultra Low Loss ULL TeraSPEED® MPO(Pinned) to LC/UPC Ruggedized fanout Cable, 36-Fiber, LSZH, 12 fiber PmP 2.0 mm /B2ca | CommScope® | SYSTIMAX ULL |  | Ruggedized fanout
U4GMXLGCL |  | Base Product | Ultra Low Loss ULL TeraSPEED® MPO(Pinned) to LC/APC G B Ruggedized fanout Cable, 96-Fiber, LSZH, 12 fiber PmP 2.0 mm /B2ca | CommScope® | SYSTIMAX ULL |  | Ruggedized fanout
U4GSASACK |  | Base Product | Ultra Low Loss ULL TeraSPEED® SC/APC to SC/APC Ruggedized fanout Cable, 72-Fiber, LSZH, 12 fiber PmP 2.0 mm /B2ca | CommScope® | SYSTIMAX ULL |  | Ruggedized fanout
U4VLULUCD |  | Base Product | Ultra Low Loss ULL LazrSPEED® 550 OM5 LC/UPC Uniboot to LC/UPC Uniboot Ruggedized fanout Cable, 12-Fiber, LSZH, 12 fiber PmP 2.0 mm /B2ca | CommScope® | SYSTIMAX ULL |  | Ruggedized fanout
U4GMXLGCM |  | Base Product | Ultra Low Loss ULL TeraSPEED® MPO(Pinned) to LC/APC G B Ruggedized fanout Cable, 144-Fiber, LSZH, 12 fiber PmP 2.0 mm /B2ca | CommScope® | SYSTIMAX ULL |  | Ruggedized fanout
U4VMPLCAH |  | Base Product | Ultra Low Loss (ULL) OM5 MPO (Unpinned) to LC/UPC, InstaPATCH® 360 Ruggedized Fanout Cable Assembly, 48-Fiber, Low Smoke Zero Halogen (LSZH) | CommScope® | SYSTIMAX InstaPATCH® 360 ¦ SYSTIMAX ULL |  | Ruggedized fanout |  | Discontinued
U4GMXSCCF |  | Base Product | Ultra Low Loss ULL TeraSPEED® MPO(Pinned) to SC/UPC Ruggedized fanout Cable, 24-Fiber, LSZH, 12 fiber PmP 2.0 mm /B2ca | CommScope® | SYSTIMAX ULL |  | Ruggedized fanout
U4VLULUCF |  | Base Product | Ultra Low Loss ULL LazrSPEED® 550 OM5 LC/UPC Uniboot to LC/UPC Uniboot Ruggedized fanout Cable, 24-Fiber, LSZH, 12 fiber PmP 2.0 mm /B2ca | CommScope® | SYSTIMAX ULL |  | Ruggedized fanout
U4GSCSCCM |  | Base Product | Ultra Low Loss ULL TeraSPEED® SC/UPC to SC/UPC Ruggedized fanout Cable, 144-Fiber, LSZH, 12 fiber PmP 2.0 mm /B2ca | CommScope® | SYSTIMAX ULL |  | Ruggedized fanout
U4GMXSCCG |  | Base Product | Ultra Low Loss ULL TeraSPEED® MPO(Pinned) to SC/UPC Ruggedized fanout Cable, 36-Fiber, LSZH, 12 fiber PmP 2.0 mm /B2ca | CommScope® | SYSTIMAX ULL |  | Ruggedized fanout
U4GMXSACD |  | Base Product | Ultra Low Loss ULL TeraSPEED® MPO(Pinned) to SC/APC Ruggedized fanout Cable, 12-Fiber, LSZH, 12 fiber PmP 2.0 mm /B2ca | CommScope® | SYSTIMAX ULL |  | Ruggedized fanout
U4GSASACM |  | Base Product | Ultra Low Loss ULL TeraSPEED® SC/APC to SC/APC Ruggedized fanout Cable, 144-Fiber, LSZH, 12 fiber PmP 2.0 mm /B2ca | CommScope® | SYSTIMAX ULL |  | Ruggedized fanout
U4VMPLCAL |  | Base Product | Ultra Low Loss (ULL) OM5 MPO (Unpinned) to LC/UPC, InstaPATCH® 360 Ruggedized Fanout Cable Assembly, 96-Fiber, Low Smoke Zero Halogen (LSZH) | CommScope® | SYSTIMAX InstaPATCH® 360 ¦ SYSTIMAX ULL |  | Ruggedized fanout |  | Discontinued
U4VLULUCG |  | Base Product | Ultra Low Loss ULL LazrSPEED® 550 OM5 LC/UPC Uniboot to LC/UPC Uniboot Ruggedized fanout Cable, 36-Fiber, LSZH, 12 fiber PmP 2.0 mm /B2ca | CommScope® | SYSTIMAX ULL |  | Ruggedized fanout
U4GSCSCCD |  | Base Product | Ultra Low Loss ULL TeraSPEED® SC/UPC to SC/UPC Ruggedized fanout Cable, 12-Fiber, LSZH, 12 fiber PmP 2.0 mm /B2ca | CommScope® | SYSTIMAX ULL |  | Ruggedized fanout
U4GMXSACF |  | Base Product | Ultra Low Loss ULL TeraSPEED® MPO(Pinned) to SC/APC Ruggedized fanout Cable, 24-Fiber, LSZH, 12 fiber PmP 2.0 mm /B2ca | CommScope® | SYSTIMAX ULL |  | Ruggedized fanout
U4VLULUCH |  | Base Product | Ultra Low Loss ULL LazrSPEED® 550 OM5 LC/UPC Uniboot to LC/UPC Uniboot Ruggedized fanout Cable, 48-Fiber, LSZH, 12 fiber PmP 2.0 mm /B2ca | CommScope® | SYSTIMAX ULL |  | Ruggedized fanout
U4GSCSCCF |  | Base Product | Ultra Low Loss ULL TeraSPEED® SC/UPC to SC/UPC Ruggedized fanout Cable, 24-Fiber, LSZH, 12 fiber PmP 2.0 mm /B2ca | CommScope® | SYSTIMAX ULL |  | Ruggedized fanout
U4GMXSACG |  | Base Product | Ultra Low Loss ULL TeraSPEED® MPO(Pinned) to SC/APC Ruggedized fanout Cable, 36-Fiber, LSZH, 12 fiber PmP 2.0 mm /B2ca | CommScope® | SYSTIMAX ULL |  | Ruggedized fanout
U4VLULUCK |  | Base Product | Ultra Low Loss ULL LazrSPEED® 550 OM5 LC/UPC Uniboot to LC/UPC Uniboot Ruggedized fanout Cable, 72-Fiber, LSZH, 12 fiber PmP 2.0 mm /B2ca | CommScope® | SYSTIMAX ULL |  | Ruggedized fanout
U4GMXSCCL |  | Base Product | Ultra Low Loss ULL TeraSPEED® MPO(Pinned) to SC/UPC Ruggedized fanout Cable, 96-Fiber, LSZH, 12 fiber PmP 2.0 mm /B2ca | CommScope® | SYSTIMAX ULL |  | Ruggedized fanout
U4VLULUCL |  | Base Product | Ultra Low Loss ULL LazrSPEED® 550 OM5 LC/UPC Uniboot to LC/UPC Uniboot Ruggedized fanout Cable, 96-Fiber, LSZH, 12 fiber PmP 2.0 mm /B2ca | CommScope® | SYSTIMAX ULL |  | Ruggedized fanout
U4VMPLCCF |  | Base Product | Ultra Low Loss ULL LazrSPEED® 550 OM5 MPO(Unpinned) to LC/UPC Ruggedized fanout Cable, 24-Fiber, LSZH, 12 fiber PmP 2.0 mm /B2ca | CommScope® | SYSTIMAX ULL |  | Ruggedized fanout
U4VMPLUCK |  | Base Product | Ultra Low Loss ULL LazrSPEED® 550 OM5 MPO(Unpinned) to LC/UPC Uniboot Ruggedized fanout Cable, 72-Fiber, LSZH, 12 fiber PmP 2.0 mm /B2ca | CommScope® | SYSTIMAX ULL |  | Ruggedized fanout
U4VLCLCCH |  | Base Product | Ultra Low Loss ULL LazrSPEED® 550 OM5 LC/UPC to LC/UPC Ruggedized fanout Cable, 48-Fiber, LSZH, 12 fiber PmP 2.0 mm /B2ca | CommScope® | SYSTIMAX ULL |  | Ruggedized fanout
U4VLULUCM |  | Base Product | Ultra Low Loss ULL LazrSPEED® 550 OM5 LC/UPC Uniboot to LC/UPC Uniboot Ruggedized fanout Cable, 144-Fiber, LSZH, 12 fiber PmP 2.0 mm /B2ca | CommScope® | SYSTIMAX ULL |  | Ruggedized fanout
U4GMXSCCM |  | Base Product | Ultra Low Loss ULL TeraSPEED® MPO(Pinned) to SC/UPC Ruggedized fanout Cable, 144-Fiber, LSZH, 12 fiber PmP 2.0 mm /B2ca | CommScope® | SYSTIMAX ULL |  | Ruggedized fanout
U4VMPLCCG |  | Base Product | Ultra Low Loss ULL LazrSPEED® 550 OM5 MPO(Unpinned) to LC/UPC Ruggedized fanout Cable, 36-Fiber, LSZH, 12 fiber PmP 2.0 mm /B2ca | CommScope® | SYSTIMAX ULL |  | Ruggedized fanout
U4VMXLCAL |  | Base Product | Ultra Low Loss (ULL) OM5 MPO (Pinned) to LC/UPC, InstaPATCH® 360 Ruggedized Fanout Cable Assembly, 96-Fiber, Low Smoke Zero Halogen (LSZH) | CommScope® | SYSTIMAX InstaPATCH® 360 ¦ SYSTIMAX ULL |  | Ruggedized fanout |  | Discontinued
U4VLCLCCK |  | Base Product | Ultra Low Loss ULL LazrSPEED® 550 OM5 LC/UPC to LC/UPC Ruggedized fanout Cable, 72-Fiber, LSZH, 12 fiber PmP 2.0 mm /B2ca | CommScope® | SYSTIMAX ULL |  | Ruggedized fanout
U4VMPLCAD |  | Base Product | Ultra Low Loss (ULL) OM5 MPO (Unpinned) to LC/UPC, InstaPATCH® 360 Ruggedized Fanout Cable Assembly, 12-Fiber, Low Smoke Zero Halogen (LSZH) | CommScope® | SYSTIMAX InstaPATCH® 360 ¦ SYSTIMAX ULL |  | Ruggedized fanout |  | Discontinued
U4VMPSCCM |  | Base Product | Ultra Low Loss ULL LazrSPEED® 550 OM5 MPO(Unpinned) to SC/UPC Ruggedized fanout Cable, 144-Fiber, LSZH, 12 fiber PmP 2.0 mm /B2ca | CommScope® | SYSTIMAX ULL |  | Ruggedized fanout
U4VMPLCCH |  | Base Product | Ultra Low Loss ULL LazrSPEED® 550 OM5 MPO(Unpinned) to LC/UPC Ruggedized fanout Cable, 48-Fiber, LSZH, 12 fiber PmP 2.0 mm /B2ca | CommScope® | SYSTIMAX ULL |  | Ruggedized fanout
U4VMXLUCF |  | Base Product | Ultra Low Loss ULL LazrSPEED® 550 OM5 MPO(Pinned) to LC/UPC Uniboot Ruggedized fanout Cable, 24-Fiber, LSZH, 12 fiber PmP 2.0 mm /B2ca | CommScope® | SYSTIMAX ULL |  | Ruggedized fanout
U4VMPLCAF |  | Base Product | Ultra Low Loss (ULL) OM5 MPO (Unpinned) to LC/UPC, InstaPATCH® 360 Ruggedized Fanout Cable Assembly, 24-Fiber, Low Smoke Zero Halogen (LSZH) | CommScope® | SYSTIMAX InstaPATCH® 360 ¦ SYSTIMAX ULL |  | Ruggedized fanout |  | Discontinued
U4VMXLCAD |  | Base Product | Ultra Low Loss (ULL) OM5 MPO (Pinned) to LC/UPC, InstaPATCH® 360 Ruggedized Fanout Cable Assembly, 12-Fiber, Low Smoke Zero Halogen (LSZH) | CommScope® | SYSTIMAX InstaPATCH® 360 ¦ SYSTIMAX ULL |  | Ruggedized fanout |  | Discontinued
U4VLCLCCL |  | Base Product | Ultra Low Loss ULL LazrSPEED® 550 OM5 LC/UPC to LC/UPC Ruggedized fanout Cable, 96-Fiber, LSZH, 12 fiber PmP 2.0 mm /B2ca | CommScope® | SYSTIMAX ULL |  | Ruggedized fanout
U4VMXLCCD |  | Base Product | Ultra Low Loss ULL LazrSPEED® 550 OM5 MPO(Pinned) to LC/UPC Ruggedized fanout Cable, 12-Fiber, LSZH, 12 fiber PmP 2.0 mm /B2ca | CommScope® | SYSTIMAX ULL |  | Ruggedized fanout
U4VMPSCCD |  | Base Product | Ultra Low Loss ULL LazrSPEED® 550 OM5 MPO(Unpinned) to SC/UPC Ruggedized fanout Cable, 12-Fiber, LSZH, 12 fiber PmP 2.0 mm /B2ca | CommScope® | SYSTIMAX ULL |  | Ruggedized fanout
U4VMXSCCK |  | Base Product | Ultra Low Loss ULL LazrSPEED® 550 OM5 MPO(Pinned) to SC/UPC Ruggedized fanout Cable, 72-Fiber, LSZH, 12 fiber PmP 2.0 mm /B2ca | CommScope® | SYSTIMAX ULL |  | Ruggedized fanout
U4VMPLCAG |  | Base Product | Ultra Low Loss OM5 MPO12 Unpinned to LC/UPC 36-Fiber InstaPATCH® 360 Ruggedized Fanout Cable, Low Smoke Zero Halogen | CommScope® | SYSTIMAX InstaPATCH® 360 ¦ SYSTIMAX ULL |  | Ruggedized fanout |  | Discontinued
U4VMXLCCF |  | Base Product | Ultra Low Loss ULL LazrSPEED® 550 OM5 MPO(Pinned) to LC/UPC Ruggedized fanout Cable, 24-Fiber, LSZH, 12 fiber PmP 2.0 mm /B2ca | CommScope® | SYSTIMAX ULL |  | Ruggedized fanout
U4VMPSCCF |  | Base Product | Ultra Low Loss ULL LazrSPEED® 550 OM5 MPO(Unpinned) to SC/UPC Ruggedized fanout Cable, 24-Fiber, LSZH, 12 fiber PmP 2.0 mm /B2ca | CommScope® | SYSTIMAX ULL |  | Ruggedized fanout
U4VMXLCAF |  | Base Product | Ultra Low Loss (ULL) OM5 MPO (Pinned) to LC/UPC, InstaPATCH® 360 Ruggedized Fanout Cable Assembly, 24-Fiber, Low Smoke Zero Halogen (LSZH) | CommScope® | SYSTIMAX InstaPATCH® 360 ¦ SYSTIMAX ULL |  | Ruggedized fanout |  | Discontinued
U4VMXSCCL |  | Base Product | Ultra Low Loss ULL LazrSPEED® 550 OM5 MPO(Pinned) to SC/UPC Ruggedized fanout Cable, 96-Fiber, LSZH, 12 fiber PmP 2.0 mm /B2ca | CommScope® | SYSTIMAX ULL |  | Ruggedized fanout
U4VMPLCCL |  | Base Product | Ultra Low Loss ULL LazrSPEED® 550 OM5 MPO(Unpinned) to LC/UPC Ruggedized fanout Cable, 96-Fiber, LSZH, 12 fiber PmP 2.0 mm /B2ca | CommScope® | SYSTIMAX ULL |  | Ruggedized fanout
U4XLCLCCD |  | Base Product | Ultra Low Loss ULL LazrSPEED® 550 LC/UPC to LC/UPC Ruggedized fanout Cable, 12-Fiber, LSZH, 12 fiber PmP 2.0 mm /B2ca | CommScope® | SYSTIMAX ULL |  | Ruggedized fanout
U4VMXLCCG |  | Base Product | Ultra Low Loss ULL LazrSPEED® 550 OM5 MPO(Pinned) to LC/UPC Ruggedized fanout Cable, 36-Fiber, LSZH, 12 fiber PmP 2.0 mm /B2ca | CommScope® | SYSTIMAX ULL |  | Ruggedized fanout
U4VMXLCAG |  | Base Product | Ultra Low Loss OM5 MPO12 Pinned to LC/UPC 36-Fiber InstaPATCH® 360 Ruggedized Fanout Cable, Low Smoke Zero Halogen | CommScope® | SYSTIMAX InstaPATCH® 360 ¦ SYSTIMAX ULL |  | Ruggedized fanout |  | Discontinued
U4VMXLUCK |  | Base Product | Ultra Low Loss ULL LazrSPEED® 550 OM5 MPO(Pinned) to LC/UPC Uniboot Ruggedized fanout Cable, 72-Fiber, LSZH, 12 fiber PmP 2.0 mm /B2ca | CommScope® | SYSTIMAX ULL |  | Ruggedized fanout
U4XLCLCCF |  | Base Product | Ultra Low Loss ULL LazrSPEED® 550 LC/UPC to LC/UPC Ruggedized fanout Cable, 24-Fiber, LSZH, 12 fiber PmP 2.0 mm /B2ca | CommScope® | SYSTIMAX ULL |  | Ruggedized fanout
U4XMPLCCD |  | Base Product | Ultra Low Loss ULL LazrSPEED® 550 MPO(Unpinned) to LC/UPC Ruggedized fanout Cable, 12-Fiber, LSZH, 12 fiber PmP 2.0 mm /B2ca | CommScope® | SYSTIMAX ULL |  | Ruggedized fanout
U4XLULUCK |  | Base Product | Ultra Low Loss ULL LazrSPEED® 550 LC/UPC Uniboot to LC/UPC Uniboot Ruggedized fanout Cable, 72-Fiber, LSZH, 12 fiber PmP 2.0 mm /B2ca | CommScope® | SYSTIMAX ULL |  | Ruggedized fanout
U4VMXLUCL |  | Base Product | Ultra Low Loss ULL LazrSPEED® 550 OM5 MPO(Pinned) to LC/UPC Uniboot Ruggedized fanout Cable, 96-Fiber, LSZH, 12 fiber PmP 2.0 mm /B2ca | CommScope® | SYSTIMAX ULL |  | Ruggedized fanout
U4VMXLCCK |  | Base Product | Ultra Low Loss ULL LazrSPEED® 550 OM5 MPO(Pinned) to LC/UPC Ruggedized fanout Cable, 72-Fiber, LSZH, 12 fiber PmP 2.0 mm /B2ca | CommScope® | SYSTIMAX ULL |  | Ruggedized fanout
U4XMPLCCF |  | Base Product | Ultra Low Loss ULL LazrSPEED® 550 MPO(Unpinned) to LC/UPC Ruggedized fanout Cable, 24-Fiber, LSZH, 12 fiber PmP 2.0 mm /B2ca | CommScope® | SYSTIMAX ULL |  | Ruggedized fanout
U4XLULUCL |  | Base Product | Ultra Low Loss ULL LazrSPEED® 550 LC/UPC Uniboot to LC/UPC Uniboot Ruggedized fanout Cable, 96-Fiber, LSZH, 12 fiber PmP 2.0 mm /B2ca | CommScope® | SYSTIMAX ULL |  | Ruggedized fanout
U4XMPLUCK |  | Base Product | Ultra Low Loss ULL LazrSPEED® 550 MPO(Unpinned) to LC/UPC Uniboot Ruggedized fanout Cable, 72-Fiber, LSZH, 12 fiber PmP 2.0 mm /B2ca | CommScope® | SYSTIMAX ULL |  | Ruggedized fanout
U4XMPLCCG |  | Base Product | Ultra Low Loss ULL LazrSPEED® 550 MPO(Unpinned) to LC/UPC Ruggedized fanout Cable, 36-Fiber, LSZH, 12 fiber PmP 2.0 mm /B2ca | CommScope® | SYSTIMAX ULL |  | Ruggedized fanout
U4XMPLCAD |  | Base Product | Ultra Low Loss OM4 MPO12 Unpinned to LC/UPC 12-Fiber InstaPATCH® 360 Ruggedized Fanout Cable, Low Smoke Zero Halogen | CommScope® | SYSTIMAX InstaPATCH® 360 ¦ SYSTIMAX ULL |  | Ruggedized fanout |  | Discontinued
U4VMXLUCD |  | Base Product | Ultra Low Loss ULL LazrSPEED® 550 OM5 MPO(Pinned) to LC/UPC Uniboot Ruggedized fanout Cable, 12-Fiber, LSZH, 12 fiber PmP 2.0 mm /B2ca | CommScope® | SYSTIMAX ULL |  | Ruggedized fanout
U4XMPLCCL |  | Base Product | Ultra Low Loss ULL LazrSPEED® 550 MPO(Unpinned) to LC/UPC Ruggedized fanout Cable, 96-Fiber, LSZH, 12 fiber PmP 2.0 mm /B2ca | CommScope® | SYSTIMAX ULL |  | Ruggedized fanout
U4XMXLCCF |  | Base Product | Ultra Low Loss ULL LazrSPEED® 550 MPO(Pinned) to LC/UPC Ruggedized fanout Cable, 24-Fiber, LSZH, 12 fiber PmP 2.0 mm /B2ca | CommScope® | SYSTIMAX ULL |  | Ruggedized fanout
U4XMPLCCM |  | Base Product | Ultra Low Loss ULL LazrSPEED® 550 MPO(Unpinned) to LC/UPC Ruggedized fanout Cable, 144-Fiber, LSZH, 12 fiber PmP 2.0 mm /B2ca | CommScope® | SYSTIMAX ULL |  | Ruggedized fanout
U4XMXLCCG |  | Base Product | Ultra Low Loss ULL LazrSPEED® 550 MPO(Pinned) to LC/UPC Ruggedized fanout Cable, 36-Fiber, LSZH, 12 fiber PmP 2.0 mm /B2ca | CommScope® | SYSTIMAX ULL |  | Ruggedized fanout
U4XMPLCAG |  | Base Product | Ultra Low Loss OM4 MPO12 Unpinned to LC/UPC 36-Fiber InstaPATCH® 360 Ruggedized Fanout Cable, Low Smoke Zero Halogen | CommScope® | SYSTIMAX InstaPATCH® 360 |  | Ruggedized fanout |  | Discontinued
U4XLULUCF |  | Base Product | Ultra Low Loss ULL LazrSPEED® 550 LC/UPC Uniboot to LC/UPC Uniboot Ruggedized fanout Cable, 24-Fiber, LSZH, 12 fiber PmP 2.0 mm /B2ca | CommScope® | SYSTIMAX ULL |  | Ruggedized fanout
U4XMPSCCG |  | Base Product | Ultra Low Loss ULL LazrSPEED® 550 MPO(Unpinned) to SC/UPC Ruggedized fanout Cable, 36-Fiber, LSZH, 12 fiber PmP 2.0 mm /B2ca | CommScope® | SYSTIMAX ULL |  | Ruggedized fanout
U4XMXLCCH |  | Base Product | Ultra Low Loss ULL LazrSPEED® 550 MPO(Pinned) to LC/UPC Ruggedized fanout Cable, 48-Fiber, LSZH, 12 fiber PmP 2.0 mm /B2ca | CommScope® | SYSTIMAX ULL |  | Ruggedized fanout
U4XLULUCG |  | Base Product | Ultra Low Loss ULL LazrSPEED® 550 LC/UPC Uniboot to LC/UPC Uniboot Ruggedized fanout Cable, 36-Fiber, LSZH, 12 fiber PmP 2.0 mm /B2ca | CommScope® | SYSTIMAX ULL |  | Ruggedized fanout
U4XMPSCCH |  | Base Product | Ultra Low Loss ULL LazrSPEED® 550 MPO(Unpinned) to SC/UPC Ruggedized fanout Cable, 48-Fiber, LSZH, 12 fiber PmP 2.0 mm /B2ca | CommScope® | SYSTIMAX ULL |  | Ruggedized fanout
U4XQPLCQ8 |  | Base Product | Ultra Low Loss OM4 MPO12 QSFP Unpinned to LC/UPC 8-Fiber InstaPATCH® 360 Ruggedized Fanout Cable, Low Smoke Zero Halogen | CommScope® | SYSTIMAX InstaPATCH® 360 |  | Ruggedized fanout |  | Discontinued
U4XMXLCAL |  | Base Product | Ultra Low Loss OM4 MPO12 Pinned to LC/UPC 96-Fiber InstaPATCH® 360 Ruggedized Fanout Cable, Low Smoke Zero Halogen | CommScope® | SYSTIMAX InstaPATCH® 360 |  | Ruggedized fanout |  | Discontinued
UAXLCUC0C |  | Base Product | Ultra Low Loss (ULL) LazrSPEED® 550 LC/UPC to Unconnectorized, Fiber Pigtail, 0.9 mm Tight Buffer, 12-fiber Kit, Blue - Aqua (1-12) | CommScope® | SYSTIMAX ULL | UAX | Fiber pigtail ¦ unjacketed
U4XMPSCCK |  | Base Product | Ultra Low Loss ULL LazrSPEED® 550 MPO(Unpinned) to SC/UPC Ruggedized fanout Cable, 72-Fiber, LSZH, 12 fiber PmP 2.0 mm /B2ca | CommScope® | SYSTIMAX ULL |  | Ruggedized fanout
U4XMXLCAM |  | Base Product | Ultra Low Loss OM4 MPO12 Pinned to LC/UPC 144-Fiber InstaPATCH® 360 Ruggedized Fanout Cable, Low Smoke Zero Halogen | CommScope® | SYSTIMAX InstaPATCH® 360 ¦ SYSTIMAX ULL |  | Ruggedized fanout |  | Discontinued
U4XQXLCQ8 |  | Base Product | Ultra Low Loss OM4 MPO12 QSFP Pinned to LC/UPC 8-Fiber InstaPATCH® 360 Ruggedized Fanout Cable, Low Smoke Zero Halogen | CommScope® | SYSTIMAX InstaPATCH® 360 |  | Ruggedized fanout |  | Discontinued
U4XMXLUCM |  | Base Product | Ultra Low Loss ULL LazrSPEED® 550 MPO(Pinned) to LC/UPC Uniboot Ruggedized fanout Cable, 144-Fiber, LSZH, 12 fiber PmP 2.0 mm /B2ca | CommScope® | SYSTIMAX ULL |  | Ruggedized fanout
U4XSCSCCD |  | Base Product | Ultra Low Loss ULL LazrSPEED® 550 SC/UPC to SC/UPC Ruggedized fanout Cable, 12-Fiber, LSZH, 12 fiber PmP 2.0 mm /B2ca | CommScope® | SYSTIMAX ULL |  | Ruggedized fanout
UBXLCUC11 |  | Base Product | Ultra Low Loss (ULL) LazrSPEED® 550 LC/UPC to Unconnectorized, Fiber Pigtail, 0.9 mm Riser - SBJ | CommScope® | SYSTIMAX ULL | UBX | Fiber pigtail ¦ unjacketed
U4XSCSCCF |  | Base Product | Ultra Low Loss ULL LazrSPEED® 550 SC/UPC to SC/UPC Ruggedized fanout Cable, 24-Fiber, LSZH, 12 fiber PmP 2.0 mm /B2ca | CommScope® | SYSTIMAX ULL |  | Ruggedized fanout
U4XMXLUCF |  | Base Product | Ultra Low Loss ULL LazrSPEED® 550 MPO(Pinned) to LC/UPC Uniboot Ruggedized fanout Cable, 24-Fiber, LSZH, 12 fiber PmP 2.0 mm /B2ca | CommScope® | SYSTIMAX ULL |  | Ruggedized fanout
U4XMXSCCF |  | Base Product | Ultra Low Loss ULL LazrSPEED® 550 MPO(Pinned) to SC/UPC Ruggedized fanout Cable, 24-Fiber, LSZH, 12 fiber PmP 2.0 mm /B2ca | CommScope® | SYSTIMAX ULL |  | Ruggedized fanout
U4XMXLUCG |  | Base Product | Ultra Low Loss ULL LazrSPEED® 550 MPO(Pinned) to LC/UPC Uniboot Ruggedized fanout Cable, 36-Fiber, LSZH, 12 fiber PmP 2.0 mm /B2ca | CommScope® | SYSTIMAX ULL |  | Ruggedized fanout
U4XMXLUCH |  | Base Product | Ultra Low Loss ULL LazrSPEED® 550 MPO(Pinned) to LC/UPC Uniboot Ruggedized fanout Cable, 48-Fiber, LSZH, 12 fiber PmP 2.0 mm /B2ca | CommScope® | SYSTIMAX ULL |  | Ruggedized fanout
U4XMXSCCH |  | Base Product | Ultra Low Loss ULL LazrSPEED® 550 MPO(Pinned) to SC/UPC Ruggedized fanout Cable, 48-Fiber, LSZH, 12 fiber PmP 2.0 mm /B2ca | CommScope® | SYSTIMAX ULL |  | Ruggedized fanout
U4XSCSCCL |  | Base Product | Ultra Low Loss ULL LazrSPEED® 550 SC/UPC to SC/UPC Ruggedized fanout Cable, 96-Fiber, LSZH, 12 fiber PmP 2.0 mm /B2ca | CommScope® | SYSTIMAX ULL |  | Ruggedized fanout
U4XMXSCCK |  | Base Product | Ultra Low Loss ULL LazrSPEED® 550 MPO(Pinned) to SC/UPC Ruggedized fanout Cable, 72-Fiber, LSZH, 12 fiber PmP 2.0 mm /B2ca | CommScope® | SYSTIMAX ULL |  | Ruggedized fanout
U4XMXSCCL |  | Base Product | Ultra Low Loss ULL LazrSPEED® 550 MPO(Pinned) to SC/UPC Ruggedized fanout Cable, 96-Fiber, LSZH, 12 fiber PmP 2.0 mm /B2ca | CommScope® | SYSTIMAX ULL |  | Ruggedized fanout
UGGMPMPAF |  | Base Product | Ultra Low Loss (ULL) Singlemode MPO12 (Unpinned) to MPO12 (Unpinned), Fiber Trunk Cable Assembly, 24-Fiber, Plenum | CommScope® | SYSTIMAX ULL |  | Fiber trunk cable assembly
UDVLCUC21 |  | Base Product | Ultra Low Loss (ULL) OM5 LC/UPC to Unconnectorized, 1.6 mm Simplex Fiber Pigtail, Plenum | CommScope® | SYSTIMAX ULL | UDV | Fiber pigtail ¦ jacketed
UFGLCLC21 |  | Base Product | Ultra Low Loss Singlemode, LC/UPC to LC/UPC, Fiber Patch Cord, 1.6 mm Simplex, Low Smoke Zero Halogen | CommScope® | SYSTIMAX ULL | UFG | Fiber patch cord ¦ simplex
UFVLULU62 |  | Base Product | Ultra Low Loss OM5, LC/UPC Uniboot to LC/UPC Uniboot, 2.0 mm Duplex Fiber Patch Cord, Low Smoke Zero Halogen/Riser | CommScope® | SYSTIMAX ULL | UFV | Fiber patch cord ¦ duplex
UDVLCUC42 |  | Base Product | Ultra Low Loss (ULL) OM5 LC/UPC to Unconnectorized, 1.6 mm Duplex Fiber Pigtail, Plenum | CommScope® | SYSTIMAX ULL | UDV | Fiber pigtail ¦ jacketed
UFGLCLC42 |  | Base Product | Ultra Low Loss Singlemode, LC/UPC to LC/UPC, Fiber Patch Cord, 1.6 mm Duplex, Low Smoke Zero Halogen | CommScope® | SYSTIMAX ULL | UFG | Fiber patch cord ¦ duplex
UFVLULUK2 |  | Base Product | Ultra Low Loss OM5, LC/UPC Uniboot to LC/UPC Uniboot, 1.5 mm Duplex Fiber Patch Cord, Low Smoke Zero Halogen/Riser | CommScope® | SYSTIMAX ULL | UFV | Fiber patch cord ¦ duplex
UFXLCLC21 |  | Base Product | Ultra Low Loss OM4 LC/UPC to LC/UPC, Fiber Patch Cord, 1.6 mm Simplex, Low Smoke Zero Halogen | CommScope® | SYSTIMAX ULL | UFX | Fiber patch cord ¦ simplex
UDVLULUK2 |  | Base Product | Ultra Low Loss OM5, LC/UPC Uniboot to LC/UPC Uniboot, 1.5 mm Duplex Fiber Patch Cord, Plenum | CommScope® | SYSTIMAX ULL | UDV | Fiber patch cord ¦ duplex
UFGLCUC42 |  | Base Product | Ultra Low Loss (ULL) Singlemode LC/UPC to Unconnectorized, 1.6 mm Duplex Fiber Pigtail, Low Smoke Zero Halogen (LSZH) | CommScope® | SYSTIMAX ULL | UFG | Fiber pigtail ¦ jacketed
UFXLCLC42 |  | Base Product | Ultra Low Loss OM4, LC/UPC to LC/UPC, Fiber Patch Cord, 1.6 mm Duplex, Low Smoke Zero Halogen | CommScope® | SYSTIMAX ULL | UFX | Fiber patch cord ¦ duplex
UDXLCLC21 |  | Base Product | Ultra Low Loss OM4, LC/UPC to LC/UPC, Fiber Patch Cord, 1.6 mm Simplex, Plenum | CommScope® | SYSTIMAX ULL | UDX | Fiber patch cord ¦ simplex
UGGMPMPRM |  | Base Product | Ultra Low Loss (ULL) Singlemode MPO12 (Unpinned) to MPO12 (Unpinned), Fiber Trunk Cable Assembly, 144-Fiber, Rollable Ribbon Central Tube, Plenum | CommScope® | SYSTIMAX ULL |  | Fiber trunk cable assembly
UDGLCUC42 |  | Base Product | Ultra Low Loss (ULL) Singlemode LC/UPC to Unconnectorized, 1.6 mm Duplex Fiber Pigtail, Plenum | CommScope® | SYSTIMAX ULL | UDG | Fiber pigtail ¦ jacketed
UFXLCUC21 |  | Base Product | Ultra Low Loss (ULL) OM4 LC/UPC to Unconnectorized, 1.6 mm Simplex Fiber Pigtail, Low Smoke Zero Halogen (LSZH) | CommScope® | SYSTIMAX ULL | UFX | Fiber pigtail ¦ jacketed
UFGLULU62 |  | Base Product | Ultra Low Loss Singlemode, LC/UPC Uniboot to LC/UPC Uniboot, 2.0 mm Duplex Fiber Patch Cord, Low Smoke Zero Halogen/Riser | CommScope® | SYSTIMAX ULL | UFG | Fiber patch cord ¦ duplex
UGGMPMPRP |  | Base Product | Ultra Low Loss (ULL) Singlemode MPO12 (Unpinned) to MPO12 (Unpinned), 288-Fiber, Rollable Ribbon Central Tube, Plenum | CommScope® | SYSTIMAX ULL |  | Fiber trunk cable assembly
UDGLULU62 |  | Base Product | Ultra Low Loss Singlemode, LC/UPC Uniboot to LC/UPC Uniboot, 2.0 mm Duplex Fiber Patch Cord, Plenum | CommScope® | SYSTIMAX ULL | UDG | Fiber patch cord ¦ duplex
UGGMPUCAD |  | Base Product | Ultra Low Loss (ULL) Singlemode MPO12 (Unpinned) to Unconnectorized, Fiber Trunk Cable Assembly, 12-Fiber, Plenum | CommScope® | SYSTIMAX ULL |  | Fiber trunk cable assembly
UFGLULUK2 |  | Base Product | Ultra Low Loss Singlemode, LC/UPC Uniboot to LC/UPC Uniboot, 1.5 mm Duplex Fiber Patch Cord, Low Smoke Zero Halogen/Riser | CommScope® | SYSTIMAX ULL | UFG | Fiber patch cord ¦ duplex
UDXLCUC42 |  | Base Product | Ultra Low Loss (ULL) OM4 LC/UPC to Unconnectorized, 1.6 mm Duplex Fiber Pigtail, Plenum | CommScope® | SYSTIMAX ULL | UDX | Fiber pigtail ¦ jacketed
UDGLULUK2 |  | Base Product | Ultra Low Loss Singlemode, LC/UPC Uniboot to LC/UPC Uniboot, 1.5 mm Duplex Fiber Patch Cord, Plenum | CommScope® | SYSTIMAX ULL | UDG | Fiber patch cord ¦ duplex
UGGMPMPCF |  | Base Product | Ultra Low Loss ULL TeraSPEED® MPO(Unpinned) to MPO(Unpinned) Pre-terminated Trunk Cable, MPO12, 24-Fiber, Plenum, 12 fiber PmP 2.0 mm Dca | CommScope® | SYSTIMAX ULL |  | Fiber trunk cable assembly
UFXLULU62 |  | Base Product | Ultra Low Loss OM4, LC/UPC Uniboot to LC/UPC Uniboot, 2.0 mm Duplex Fiber Patch Cord, Low Smoke Zero Halogen/Riser | CommScope® | SYSTIMAX ULL | UFX | Fiber patch cord ¦ duplex
UFVLCLC21 |  | Base Product | Ultra Low Loss OM5, LC/UPC to LC/UPC, Fiber Patch Cord, 1.6 mm Simplex, Low Smoke Zero Halogen | CommScope® | SYSTIMAX ULL | UFV | Fiber patch cord ¦ simplex
UGGMPMXAF |  | Base Product | Ultra Low Loss (ULL) Singlemode MPO12 (Unpinned) to MPO12 (Pinned), Fiber Trunk Cable Assembly, 24-Fiber, Plenum | CommScope® | SYSTIMAX ULL |  | Fiber trunk cable assembly
UGGMPMXCF |  | Base Product | Ultra Low Loss ULL TeraSPEED® MPO(Unpinned) to MPO(Pinned) Pre-terminated Trunk Cable, MPO12, 24-Fiber, Plenum, 12 fiber PmP 2.0 mm Dca | CommScope® | SYSTIMAX ULL |  | Fiber trunk cable assembly
UDXLULU62 |  | Base Product | Ultra Low Loss OM4, LC/UPC Uniboot to LC/UPC Uniboot, 2.0 mm Duplex Fiber Patch Cord, Plenum | CommScope® | SYSTIMAX ULL | UDX | Fiber patch cord ¦ duplex
UFXLULUK2 |  | Base Product | Ultra Low Loss OM4, LC/UPC Uniboot to LC/UPC Uniboot, 1.5 mm Duplex Fiber Patch Cord, Low Smoke Zero Halogen/Riser | CommScope® | SYSTIMAX ULL | UFX | Fiber patch cord ¦ duplex
UGGMPMXCG |  | Base Product | Ultra Low Loss ULL TeraSPEED® MPO(Unpinned) to MPO(Pinned) Pre-terminated Trunk Cable, MPO12, 36-Fiber, Plenum, 12 fiber PmP 2.0 mm Dca | CommScope® | SYSTIMAX ULL |  | Fiber trunk cable assembly
UGGMPMPCG |  | Base Product | Ultra Low Loss ULL TeraSPEED® MPO(Unpinned) to MPO(Unpinned) Pre-terminated Trunk Cable, MPO12, 36-Fiber, Plenum, 12 fiber PmP 2.0 mm Dca | CommScope® | SYSTIMAX ULL |  | Fiber trunk cable assembly
CDAXB | IP6A-06PFTP-O1S-BLUNT | Base Product | InstaPATCH® Cu GigaSPEED X10D® F/UTP Plenum Copper Cable, single row standard density outlet to unterminated, 6 links | CommScope® | GigaSPEED X10D® ¦ InstaPATCH® Cu |  | Copper trunk cable assembly
CDAAC | IP6A-08PFTP-O1S-O1S | Base Product | InstaPATCH® Cu GigaSPEED X10D® F/UTP Plenum Copper Cable, single row standard density outlet to single row standard density outlet, 8 links | CommScope® | GigaSPEED X10D® ¦ InstaPATCH® Cu |  | Copper trunk cable assembly
CDGXD | IP6A-12PFTP-PG1S-BLUNT | Base Product | InstaPATCH® Cu GigaSPEED X10D® F/UTP Plenum Preterminated Copper Cable, single row standard density RJ45 plug to unterminated, 12 links | CommScope® | GigaSPEED X10D® ¦ InstaPATCH® Cu |  | Copper trunk cable assembly
CEABG | IP6A-24RFTP-O1S-O2S | Base Product | InstaPATCH® Cu GigaSPEED X10D® F/UTP Riser Copper Cable, single row standard density outlet to dual row standard density outlet, 24 links | CommScope® | GigaSPEED X10D® ¦ InstaPATCH® Cu |  | Copper trunk cable assembly
CDAAD | IP6A-12PFTP-O1S-O1S | Base Product | InstaPATCH® Cu GigaSPEED X10D® F/UTP Plenum Copper Cable, single row standard density outlet to single row standard density outlet, 12 links | CommScope® | GigaSPEED X10D® ¦ InstaPATCH® Cu |  | Copper trunk cable assembly
CEBAG | IP6A-24RFTP-O2S-O1S | Base Product | InstaPATCH® Cu GigaSPEED X10D® F/UTP Riser Copper Cable, dual row standard density outlet to single row standard density outlet, 24 links | CommScope® | GigaSPEED X10D® ¦ InstaPATCH® Cu |  | Copper trunk cable assembly
CDGXG | IP6A-24PFTP-PG1S-BLUNT | Base Product | InstaPATCH® Cu GigaSPEED X10D® F/UTP Plenum Preterminated Copper Cable, single row standard density RJ45 plug to unterminated, 24 links | CommScope® | GigaSPEED X10D® ¦ InstaPATCH® Cu |  | Copper trunk cable assembly
CDBBG | IP6A-24PFTP-O2S-O2S | Base Product | InstaPATCH® Cu GigaSPEED X10D® F/UTP Plenum Copper Cable, dual row standard density outlet to dual row standard density outlet, 24 links | CommScope® | GigaSPEED X10D® ¦ InstaPATCH® Cu |  | Copper trunk cable assembly
CEAGG | IP6A-24RFTP-O1S-PG1S | Base Product | InstaPATCH® Cu GigaSPEED X10D® F/UTP Riser Preterminated Copper Cable, single row standard density outlet to single row standard density RJ45 plug, 24 links | CommScope® | GigaSPEED X10D® ¦ InstaPATCH® Cu |  | Copper trunk cable assembly
CDHHG | IP6A-24PFTP-PG2S-PG2S | Base Product | InstaPATCH® Cu GigaSPEED X10D® F/UTP Plenum Preterminated Copper Cable, dual row standard density RJ45 plug to dual row standard density RJ45 plug, 24 links | CommScope® | GigaSPEED X10D® ¦ InstaPATCH® Cu |  | Copper trunk cable assembly
CDTTC | IP6A-08PFTP-1LK08-1LK08 | Base Product | InstaPATCH® Cu GigaSPEED X10D® F/UTP Plenum Copper Cable, dual row OneLink 2x4 to dual row OneLink 2x4, 8 links | CommScope® | GigaSPEED X10D® ¦ InstaPATCH® Cu |  | Copper trunk cable assembly
CDAXD | IP6A-12PFTP-O1S-BLUNT | Base Product | InstaPATCH® Cu GigaSPEED X10D® F/UTP Plenum Copper Cable, single row standard density outlet to unterminated, 12 links | CommScope® | GigaSPEED X10D® ¦ InstaPATCH® Cu |  | Copper trunk cable assembly
CEAXB | IP6A-06RFTP-O1S-BLUNT | Base Product | InstaPATCH® Cu GigaSPEED X10D® F/UTP Riser Copper Cable, single row standard density outlet to unterminated, 6 links | CommScope® | GigaSPEED X10D® ¦ InstaPATCH® Cu |  | Copper trunk cable assembly
CEAXC | IP6A-08RFTP-O1S-BLUNT | Base Product | InstaPATCH® Cu GigaSPEED X10D® F/UTP Riser Copper Cable, single row standard density outlet to unterminated, 8 links | CommScope® | GigaSPEED X10D® ¦ InstaPATCH® Cu |  | Copper trunk cable assembly
CEAXG | IP6A-24RFTP-O1S-BLUNT | Base Product | InstaPATCH® Cu GigaSPEED X10D® F/UTP Riser Copper Cable, single row standard density outlet to unterminated, 24 links | CommScope® | GigaSPEED X10D® ¦ InstaPATCH® Cu |  | Copper trunk cable assembly
CEBAB | IP6A-06RFTP-O2S-O1S | Base Product | InstaPATCH® Cu GigaSPEED X10D® F/UTP Riser Copper Cable, dual row standard density outlet to single row standard density outlet, 6 links | CommScope® | GigaSPEED X10D® ¦ InstaPATCH® Cu |  | Copper trunk cable assembly
CEBAC | IP6A-08RFTP-O2S-O1S | Base Product | InstaPATCH® Cu GigaSPEED X10D® F/UTP Riser Copper Cable, dual row standard density outlet to single row standard density outlet, 8 links | CommScope® | GigaSPEED X10D® ¦ InstaPATCH® Cu |  | Copper trunk cable assembly
CEGGA | IP6A-04RFTP-PG1S-PG1S | Base Product | InstaPATCH® Cu GigaSPEED X10D® F/UTP Riser Preterminated Copper Cable, single row standard density RJ45 plug to single row standard density RJ45 plug, 4 links | CommScope® | GigaSPEED X10D® ¦ InstaPATCH® Cu |  | Copper trunk cable assembly
CEHHG | IP6A-24RFTP-PG2S-PG2S | Base Product | InstaPATCH® Cu GigaSPEED X10D® F/UTP Riser Preterminated Copper Cable, dual row standard density RJ45 plug to dual row standard density RJ45 plug, 24 links | CommScope® | GigaSPEED X10D® ¦ InstaPATCH® Cu |  | Copper trunk cable assembly
CEGGD | IP6A-12RFTP-PG1S-PG1S | Base Product | InstaPATCH® Cu GigaSPEED X10D® F/UTP Riser Preterminated Copper Cable, single row standard density RJ45 plug to single row standard density RJ45 plug, 12 links | CommScope® | GigaSPEED X10D® ¦ InstaPATCH® Cu |  | Copper trunk cable assembly
CEAHG | IP6A-24RFTP-O1S-PG2S | Base Product | InstaPATCH® Cu GigaSPEED X10D® F/UTP Riser Preterminated Copper Cable, single row standard density outlet to dual row standard density RJ45 plug, 24 links | CommScope® | GigaSPEED X10D® ¦ InstaPATCH® Cu |  | Copper trunk cable assembly
CEBTC | IP6A-08RFTP-O2S-1LK08 | Base Product | InstaPATCH® Cu GigaSPEED X10D® F/UTP Riser Copper Cable, dual row standard density outlet to dual row OneLink 2x4, 8 links | CommScope® | GigaSPEED X10D® ¦ InstaPATCH® Cu |  | Copper trunk cable assembly
CDBGG | IP6A-24PFTP-O2S-PG1S | Base Product | InstaPATCH® Cu GigaSPEED X10D® F/UTP Plenum Preterminated Copper Cable, dual row standard density outlet to single row standard density RJ45 plug, 24 links | CommScope® | GigaSPEED X10D® ¦ InstaPATCH® Cu |  | Copper trunk cable assembly
CEGGG | IP6A-24RFTP-PG1S-PG1S | Base Product | InstaPATCH® Cu GigaSPEED X10D® F/UTP Riser Preterminated Copper Cable, single row standard density RJ45 plug to single row standard density RJ45 plug, 24 links | CommScope® | GigaSPEED X10D® ¦ InstaPATCH® Cu |  | Copper trunk cable assembly
CEBBC | IP6A-08RFTP-O2S-O2S | Base Product | InstaPATCH® Cu GigaSPEED X10D® F/UTP Riser Copper Cable, dual row standard density outlet to dual row standard density outlet, 8 links | CommScope® | GigaSPEED X10D® ¦ InstaPATCH® Cu |  | Copper trunk cable assembly
CEHXD | IP6A-12RFTP-PG2S-BLUNT | Base Product | InstaPATCH® Cu GigaSPEED X10D® F/UTP Riser Preterminated Copper Cable, dual row standard density RJ45 plug to unterminated, 12 links | CommScope® | GigaSPEED X10D® ¦ InstaPATCH® Cu |  | Copper trunk cable assembly
CFABG | IP6A-24LFTP-O1S-O2S | Base Product | InstaPATCH® Cu GigaSPEED X10D® F/UTP LSZH Copper Cable, single row standard density outlet to dual row standard density outlet, 24 links | CommScope® | GigaSPEED X10D® ¦ InstaPATCH® Cu |  | Copper trunk cable assembly
CEASD | IP6A-12RFTP-O1S-1LK12 | Base Product | InstaPATCH® Cu GigaSPEED X10D® F/UTP Riser Copper Cable, single row standard density outlet to dual row OneLink 2x6, 12 links | CommScope® | GigaSPEED X10D® ¦ InstaPATCH® Cu |  | Copper trunk cable assembly
CEHXG | IP6A-24RFTP-PG2S-BLUNT | Base Product | InstaPATCH® Cu GigaSPEED X10D® F/UTP Riser Preterminated Copper Cable, dual row standard density RJ45 plug to unterminated, 12 links | CommScope® | GigaSPEED X10D® ¦ InstaPATCH® Cu |  | Copper trunk cable assembly
CFAGG | IP6A-24LFTP-O1S-PG1S | Base Product | InstaPATCH® Cu GigaSPEED X10D® F/UTP LSZH Preterminated Copper Cable, single row standard density outlet to single row standard density RJ45 plug, 24 links | CommScope® | GigaSPEED X10D® ¦ InstaPATCH® Cu |  | Copper trunk cable assembly
CEGXA | IP6A-04RFTP-PG1S-BLUNT | Base Product | InstaPATCH® Cu GigaSPEED X10D® F/UTP Riser Preterminated Copper Cable, single row standard density RJ45 plug to unterminated, 4 links | CommScope® | GigaSPEED X10D® ¦ InstaPATCH® Cu |  | Copper trunk cable assembly
CEBBD | IP6A-12RFTP-O2S-O2S | Base Product | InstaPATCH® Cu GigaSPEED X10D® F/UTP Riser Copper Cable, dual row standard density outlet to dual row standard density outlet, 12 links | CommScope® | GigaSPEED X10D® ¦ InstaPATCH® Cu |  | Copper trunk cable assembly
CEJJG | IP6A-24RFTP-PG2H-PG2H | Base Product | InstaPATCH® Cu GigaSPEED X10D® F/UTP Riser Preterminated Copper Cable, dual row high density RJ45 plug to dual row high density RJ45 plug, 24 links | CommScope® | GigaSPEED X10D® ¦ InstaPATCH® Cu |  | Copper trunk cable assembly
CEJXG | IP6A-24RFTP-PG2H-BLUNT | Base Product | InstaPATCH® Cu GigaSPEED X10D® F/UTP Riser Preterminated Copper Cable, dual row high density RJ45 plug to unterminated, 24 links | CommScope® | GigaSPEED X10D® ¦ InstaPATCH® Cu |  | Copper trunk cable assembly
CFAXC | IP6A-08LFTP-O1S-BLUNT | Base Product | InstaPATCH® Cu GigaSPEED X10D® F/UTP LSZH Copper Cable, single row standard density outlet to unterminated, 8 links | CommScope® | GigaSPEED X10D® ¦ InstaPATCH® Cu |  | Copper trunk cable assembly
CFAXD | IP6A-12LFTP-O1S-BLUNT | Base Product | InstaPATCH® Cu GigaSPEED X10D® F/UTP LSZH Copper Cable, single row standard density outlet to unterminated, 12 links | CommScope® | GigaSPEED X10D® ¦ InstaPATCH® Cu |  | Copper trunk cable assembly
CFAXG | IP6A-24LFTP-O1S-BLUNT | Base Product | InstaPATCH® Cu GigaSPEED X10D® F/UTP LSZH Copper Cable, single row standard density outlet to unterminated, 24 links | CommScope® | GigaSPEED X10D® ¦ InstaPATCH® Cu |  | Copper trunk cable assembly
CFAHG | IP6A-24LFTP-O1S-PG2S | Base Product | InstaPATCH® Cu GigaSPEED X10D® F/UTP LSZH Preterminated Copper Cable, single row standard density outlet to dual row standard density RJ45 plug, 24 links | CommScope® | GigaSPEED X10D® ¦ InstaPATCH® Cu |  | Copper trunk cable assembly
CFAAB | IP6A-06LFTP-O1S-O1S | Base Product | InstaPATCH® Cu GigaSPEED X10D® F/UTP LSZH Copper Cable, single row standard density outlet to single row standard density outlet, 6 links | CommScope® | GigaSPEED X10D® ¦ InstaPATCH® Cu |  | Copper trunk cable assembly
CFAJG | IP6A-24LFTP-O1S-PG2H | Base Product | InstaPATCH® Cu GigaSPEED X10D® F/UTP LSZH Preterminated Copper Cable, single row standard density outlet to dual row high density RJ45 plug, 24 links | CommScope® | GigaSPEED X10D® ¦ InstaPATCH® Cu |  | Copper trunk cable assembly
CFAAD | IP6A-12LFTP-O1S-O1S | Base Product | InstaPATCH® Cu GigaSPEED X10D® F/UTP LSZH Copper Cable, single row standard density outlet to single row standard density outlet, 12 links | CommScope® | GigaSPEED X10D® ¦ InstaPATCH® Cu |  | Copper trunk cable assembly
CFAAG | IP6A-24LFTP-O1S-O1S | Base Product | InstaPATCH® Cu GigaSPEED X10D® F/UTP LSZH Copper Cable, single row standard density outlet to single row standard density outlet, 24 links | CommScope® | GigaSPEED X10D® ¦ InstaPATCH® Cu |  | Copper trunk cable assembly
CFABB | IP6A-06LFTP-O1S-O2S | Base Product | InstaPATCH® Cu GigaSPEED X10D® F/UTP LSZH Copper Cable, single row standard density outlet to dual row standard density outlet, 6 links | CommScope® | GigaSPEED X10D® ¦ InstaPATCH® Cu |  | Copper trunk cable assembly
CFATE | IP6A-16LFTP-O1S-1LK08 | Base Product | InstaPATCH® Cu GigaSPEED X10D® F/UTP LSZH Copper Cable, single row standard density outlet to dual row OneLink 2x4, 16 links | CommScope® | GigaSPEED X10D® ¦ InstaPATCH® Cu |  | Copper trunk cable assembly
CFBHG | IP6A-24LFTP-O2S-PG2S | Base Product | InstaPATCH® Cu GigaSPEED X10D® F/UTP LSZH Preterminated Copper Cable, dual row standard density outlet to dual row standard density RJ45 plug, 24 links | CommScope® | GigaSPEED X10D® ¦ InstaPATCH® Cu |  | Copper trunk cable assembly
CFBJG | IP6A-24LFTP-O2S-PG2H | Base Product | InstaPATCH® Cu GigaSPEED X10D® F/UTP LSZH Preterminated Copper Cable, dual row standard density outlet to dual row high density RJ45 plug, 24 links | CommScope® | GigaSPEED X10D® ¦ InstaPATCH® Cu |  | Copper trunk cable assembly
CFABD | IP6A-12LFTP-O1S-O2S | Base Product | InstaPATCH® Cu GigaSPEED X10D® F/UTP LSZH Copper Cable, single row standard density outlet to dual row standard density outlet, 12 links | CommScope® | GigaSPEED X10D® ¦ InstaPATCH® Cu |  | Copper trunk cable assembly
CFAXB | IP6A-06LFTP-O1S-BLUNT | Base Product | InstaPATCH® Cu GigaSPEED X10D® F/UTP LSZH Copper Cable, single row standard density outlet to unterminated, 6 links | CommScope® | GigaSPEED X10D® ¦ InstaPATCH® Cu |  | Copper trunk cable assembly
CFBSD | IP6A-12LFTP-O2S-1LK12 | Base Product | InstaPATCH® Cu GigaSPEED X10D® F/UTP LSZH Copper Cable, dual row standard density outlet to dual row OneLink 2x6, 12 links | CommScope® | GigaSPEED X10D® ¦ InstaPATCH® Cu |  | Copper trunk cable assembly
CFBXD | IP6A-12LFTP-O2S-BLUNT | Base Product | InstaPATCH® Cu GigaSPEED X10D® F/UTP LSZH Copper Cable, dual row standard density outlet to unterminated, 12 links | CommScope® | GigaSPEED X10D® ¦ InstaPATCH® Cu |  | Copper trunk cable assembly
CFBXG | IP6A-24LFTP-O2S-BLUNT | Base Product | InstaPATCH® Cu GigaSPEED X10D® F/UTP LSZH Copper Cable, dual row standard density outlet to unterminated, 24 links | CommScope® | GigaSPEED X10D® ¦ InstaPATCH® Cu |  | Copper trunk cable assembly
CFBTC | IP6A-08LFTP-O2S-1LK08 | Base Product | InstaPATCH® Cu GigaSPEED X10D® F/UTP LSZH Copper Cable, dual row standard density outlet to dual row OneLink 2x4, 8 links | CommScope® | GigaSPEED X10D® ¦ InstaPATCH® Cu |  | Copper trunk cable assembly
CFCGG | IP6A-24LFTP-O2H-PG1S | Base Product | InstaPATCH® Cu GigaSPEED X10D® F/UTP LSZH Preterminated Copper Cable, dual row high density outlet to single row standard density RJ45 plug, 24 links | CommScope® | GigaSPEED X10D® ¦ InstaPATCH® Cu |  | Copper trunk cable assembly
CFBXB | IP6A-06LFTP-O2S-BLUNT | Base Product | InstaPATCH® Cu GigaSPEED X10D® F/UTP LSZH Copper Cable, dual row standard density outlet to unterminated, 6 links | CommScope® | GigaSPEED X10D® ¦ InstaPATCH® Cu |  | Copper trunk cable assembly
CETTC | IP6A-08RFTP-1LK08-1LK08 | Base Product | InstaPATCH® Cu GigaSPEED X10D® F/UTP Riser Copper Cable, dual row OneLink 2x4 to dual row OneLink 2x4, 8 links | CommScope® | GigaSPEED X10D® ¦ InstaPATCH® Cu |  | Copper trunk cable assembly
CFBAB | IP6A-06LFTP-O2S-O1S | Base Product | InstaPATCH® Cu GigaSPEED X10D® F/UTP LSZH Copper Cable, dual row standard density outlet to single row standard density outlet, 6 links | CommScope® | GigaSPEED X10D® ¦ InstaPATCH® Cu |  | Copper trunk cable assembly
CFSSD | IP6A-12LFTP-1LK12-1LK12 | Base Product | InstaPATCH® Cu GigaSPEED X10D® F/UTP LSZH Copper Cable, dual row OneLink 2x6 to dual row OneLink 2x6, 12 links | CommScope® | GigaSPEED X10D® ¦ InstaPATCH® Cu |  | Copper trunk cable assembly
CFGXA | IP6A-04LFTP-PG1S-BLUNT | Base Product | InstaPATCH® Cu GigaSPEED X10D® F/UTP LSZH Preterminated Copper Cable, single row standard density RJ45 plug to unterminated, 4 links | CommScope® | GigaSPEED X10D® ¦ InstaPATCH® Cu |  | Copper trunk cable assembly
CEBBG | IP6A-24RFTP-O2S-O2S | Base Product | InstaPATCH® Cu GigaSPEED X10D® F/UTP Riser Copper Cable, dual row standard density outlet to dual row standard density outlet, 24 links | CommScope® | GigaSPEED X10D® ¦ InstaPATCH® Cu |  | Copper trunk cable assembly
CFGXB | IP6A-06LFTP-PG1S-BLUNT | Base Product | InstaPATCH® Cu GigaSPEED X10D® F/UTP LSZH Preterminated Copper Cable, single row standard density RJ45 plug to unterminated, 6 links | CommScope® | GigaSPEED X10D® ¦ InstaPATCH® Cu |  | Copper trunk cable assembly
CEBGG | IP6A-24RFTP-O2S-PG1S | Base Product | InstaPATCH® Cu GigaSPEED X10D® F/UTP Riser Preterminated Copper Cable, dual row standard density outlet to single row standard density RJ45 plug, 24 links | CommScope® | GigaSPEED X10D® ¦ InstaPATCH® Cu |  | Copper trunk cable assembly
CFSXD | IP6A-12LFTP-1LK12-BLUNT | Base Product | InstaPATCH® Cu GigaSPEED X10D® F/UTP LSZH Copper Cable, dual row OneLink 2x6 to unterminated, 12 links | CommScope® | GigaSPEED X10D® ¦ InstaPATCH® Cu |  | Copper trunk cable assembly
CFGXD | IP6A-12LFTP-PG1S-BLUNT | Base Product | InstaPATCH® Cu GigaSPEED X10D® F/UTP LSZH Preterminated Copper Cable, single row standard density RJ45 plug to unterminated, 12 links | CommScope® | GigaSPEED X10D® ¦ InstaPATCH® Cu |  | Copper trunk cable assembly
CEBXD | IP6A-12RFTP-O2S-BLUNT | Base Product | InstaPATCH® Cu GigaSPEED X10D® F/UTP Riser Copper Cable, dual row standard density outlet to unterminated, 12 links | CommScope® | GigaSPEED X10D® ¦ InstaPATCH® Cu |  | Copper trunk cable assembly
CFGGA | IP6A-04LFTP-PG1S-PG1S | Base Product | InstaPATCH® Cu GigaSPEED X10D® F/UTP LSZH Preterminated Copper Cable, single row standard density RJ45 plug to single row standard density RJ45 plug, 4 links | CommScope® | GigaSPEED X10D® ¦ InstaPATCH® Cu |  | Copper trunk cable assembly
CEBXG | IP6A-24RFTP-O2S-BLUNT | Base Product | InstaPATCH® Cu GigaSPEED X10D® F/UTP Riser Copper Cable, dual row standard density outlet to unterminated, 24 links | CommScope® | GigaSPEED X10D® ¦ InstaPATCH® Cu |  | Copper trunk cable assembly
CFGGB | IP6A-06LFTP-PG1S-PG1S | Base Product | InstaPATCH® Cu GigaSPEED X10D® F/UTP LSZH Preterminated Copper Cable, single row standard density RJ45 plug to single row standard density RJ45 plug, 6 links | CommScope® | GigaSPEED X10D® ¦ InstaPATCH® Cu |  | Copper trunk cable assembly
CECGG | IP6A-24RFTP-O2H-PG1S | Base Product | InstaPATCH® Cu GigaSPEED X10D® F/UTP Riser Preterminated Copper Cable, dual row high density outlet to single row standard density RJ45 plug, 24 links | CommScope® | GigaSPEED X10D® ¦ InstaPATCH® Cu |  | Copper trunk cable assembly
CEBHG | IP6A-24RFTP-O2S-PG2S | Base Product | InstaPATCH® Cu GigaSPEED X10D® F/UTP Riser Preterminated Copper Cable, dual row standard density outlet to dual row standard density RJ45 plug, 24 links | CommScope® | GigaSPEED X10D® ¦ InstaPATCH® Cu |  | Copper trunk cable assembly
CECHG | IP6A-24RFTP-O2H-PG2S | Base Product | InstaPATCH® Cu GigaSPEED X10D® F/UTP Riser Preterminated Copper Cable, dual row high density outlet to dual row standard densityRJ45 plug, 24 links | CommScope® | GigaSPEED X10D® ¦ InstaPATCH® Cu |  | Copper trunk cable assembly
CEBSD | IP6A-12RFTP-O2S-1LK12 | Base Product | InstaPATCH® Cu GigaSPEED X10D® F/UTP Riser Copper Cable, dual row standard density outlet to dual row OneLink 2x6, 12 links | CommScope® | GigaSPEED X10D® ¦ InstaPATCH® Cu |  | Copper trunk cable assembly
CFGXG | IP6A-24LFTP-PG1S-BLUNT | Base Product | InstaPATCH® Cu GigaSPEED X10D® F/UTP LSZH Preterminated Copper Cable, single row standard density RJ45 plug to unterminated, 24 links | CommScope® | GigaSPEED X10D® ¦ InstaPATCH® Cu |  | Copper trunk cable assembly
CFGSD | IP6A-12LFTP-PG1S-1LK12 | Base Product | InstaPATCH® Cu GigaSPEED X10D® F/UTP LSZH Preterminated Copper Cable, single row standard density RJ45 plug to dual row OneLink 2x6, 12 links | CommScope® | GigaSPEED X10D® ¦ InstaPATCH® Cu |  | Copper trunk cable assembly
CFHSD | IP6A-12LFTP-PG2S-1LK12 | Base Product | InstaPATCH® Cu GigaSPEED X10D® F/UTP LSZH Preterminated Copper Cable, dual row standard density RJ45 plug to dual row OneLink 2x6, 12 links | CommScope® | GigaSPEED X10D® ¦ InstaPATCH® Cu |  | Copper trunk cable assembly
CKASD | IP6A-12RFTP-O1S-1LK12 | Base Product | InstaPATCH® Cu GigaSPEED X10D® S/FTP Riser Copper Cable, single row standard density outlet to dual row OneLink 2x6, 12 links | CommScope® | GigaSPEED X10D® ¦ InstaPATCH® Cu |  | Copper trunk cable assembly
CKATC | IP6A-08RFTP-O1S-1LK08 | Base Product | InstaPATCH® Cu GigaSPEED X10D® S/FTP Riser Copper Cable, single row standard density outlet to dual row OneLink 2x4, 8 links | CommScope® | GigaSPEED X10D® ¦ InstaPATCH® Cu |  | Copper trunk cable assembly
CLSXD | IP6A-12SFTP-1LK12-BLUNT | Base Product | InstaPATCH® Cu GigaSPEED X10D® S/FTP LSZH Copper Cable, dual row OneLink 2x6 to unterminated, 12 links | CommScope® | GigaSPEED X10D® ¦ InstaPATCH® Cu |  | Copper trunk cable assembly
CLTXC | IP6A-08SFTP-1LK08-BLUNT | Base Product | InstaPATCH® Cu GigaSPEED X10D® S/FTP LSZH Copper Cable, dual row OneLink 2x4 to unterminated, 8 links | CommScope® | GigaSPEED X10D® ¦ InstaPATCH® Cu |  | Copper trunk cable assembly
CKSXD | IP6A-12RFTP-1LK12-BLUNT | Base Product | InstaPATCH® Cu GigaSPEED X10D® S/FTP Riser Copper Cable, dual row OneLink 2x6 to unterminated, 12 links | CommScope® | GigaSPEED X10D® ¦ InstaPATCH® Cu |  | Copper trunk cable assembly
CKTXC | IP6A-08RFTP-1LK08-BLUNT | Base Product | InstaPATCH® Cu GigaSPEED X10D® S/FTP Riser Copper Cable, dual row OneLink 2x4 to unterminated, 8 links | CommScope® | GigaSPEED X10D® ¦ InstaPATCH® Cu |  | Copper trunk cable assembly
CLASD | IP6A-12SFTP-O1S-1LK12 | Base Product | InstaPATCH® Cu GigaSPEED X10D® S/FTP LSZH Copper Cable, single row standard density outlet to dual row OneLink 2x6, 12 links | CommScope® | GigaSPEED X10D® ¦ InstaPATCH® Cu |  | Copper trunk cable assembly
CQAXC | IP6A-08LSFTP-O1S-BLUNT | Base Product | InstaPATCH® Cu 3297B Category 7 S/FTP LSZH Preterminated Copper Cable, single row standard density outlet to unterminated, 8 links | CommScope® | GigaSPEED X10D® ¦ InstaPATCH® Cu |  | Copper trunk cable assembly
CQAXD | IP6A-12LSFTP-O1S-BLUNT | Base Product | InstaPATCH® Cu 3297B Category 7 S/FTP LSZH Preterminated Copper Cable, single row standard density outlet to unterminated, 12 links | CommScope® | GigaSPEED X10D® ¦ InstaPATCH® Cu |  | Copper trunk cable assembly
CQAXE | IP6A-16LSFTP-O1S-BLUNT | Base Product | 3297B Category 7 S/FTP LSZH Preterminated Copper Cable, single row standard density outlet to unterminated, 16 links | CommScope® | GigaSPEED X10D® ¦ InstaPATCH® Cu |  | Copper trunk cable assembly
CQBXC | IP6A-08LSFTP-O2S-BLUNT | Base Product | InstaPATCH® Cu 3297B Category 7 S/FTP LSZH Preterminated Copper Cable, dual row standard density outlet to unterminated, 8 links | CommScope® | GigaSPEED X10D® ¦ InstaPATCH® Cu |  | Copper trunk cable assembly
CQAAD | IP6A-12LSFTP-O1S-O1S | Base Product | InstaPATCH® Cu 3297B Category 7 S/FTP LSZH Preterminated Copper Cable, single row standard density outlet to single row standard density outlet, 12 links | CommScope® | GigaSPEED X10D® ¦ InstaPATCH® Cu |  | Copper trunk cable assembly
CQAAE | IP6A-16LSFTP-O1S-O1S | Base Product | InstaPATCH® Cu 3297B Category 7 S/FTP LSZH Preterminated Copper Cable, single row standard density outlet to single row standard density outlet, 16 links | CommScope® | GigaSPEED X10D® ¦ InstaPATCH® Cu |  | Copper trunk cable assembly
CQBBD | IP6A-12LSFTP-O2S-O2S | Base Product | InstaPATCH® Cu 3297B Category 7 S/FTP LSZH Preterminated Copper Cable, dual row standard density outlet to dual row standard density outlet, 12 links | CommScope® | GigaSPEED X10D® ¦ InstaPATCH® Cu |  | Copper trunk cable assembly
CQAXB | IP6A-06LSFTP-O1S-BLUNT | Base Product | InstaPATCH® Cu 3297B Category 7 S/FTP LSZH Preterminated Copper Cable, single row standard density outlet to unterminated, 6 links | CommScope® | GigaSPEED X10D® ¦ InstaPATCH® Cu |  | Copper trunk cable assembly
CQGGB | IP6A-06SFTP-PG1S-PG1S | Base Product | 3297B Category 7 S/FTP LSZH Preterminated Copper Cable, single row standard density RJ45 plug to single row standard density RJ45 plug, 6 links | CommScope® | GigaSPEED X10D® ¦ InstaPATCH® Cu |  | Copper trunk cable assembly
CQBBG | IP6A-24LSFTP-O2S-O2S | Base Product | InstaPATCH® Cu 3297B Category 7 S/FTP LSZH Preterminated Copper Cable, dual row standard density outlet to dual row standard density outlet, 24 links | CommScope® | GigaSPEED X10D® ¦ InstaPATCH® Cu |  | Copper trunk cable assembly
CSAAB | IP6A-06BUTP-O1S-O1S | Base Product | InstaPATCH® Cu GigaSPEED X10D® U/UTP LSZH Class B2ca Preterminated Copper Cable, single row standard density outlet to single row standard density outlet, 6 links | CommScope® | GigaSPEED XL® ¦ InstaPATCH® Cu |  | Copper trunk cable assembly
CQGGD | IP6A-12SFTP-PG1S-PG1S | Base Product | 3297B Category 7 S/FTP LSZH Preterminated Copper Cable, single row standard density RJ45 plug to single row standard density RJ45 plug, 12 links | CommScope® | GigaSPEED X10D® ¦ InstaPATCH® Cu |  | Copper trunk cable assembly
CSAAG | IP6A-24BUTP-O1S-O1S | Base Product | InstaPATCH® Cu GigaSPEED X10D® U/UTP LSZH Class B2ca Preterminated Copper Cable, single row standard density outlet to single row standard density outlet, 24 links | CommScope® | GigaSPEED XL® ¦ InstaPATCH® Cu |  | Copper trunk cable assembly
CQGSD | IP6A-12SFTP-PG1S-1LK12 | Base Product | 3297B Category 7 S/FTP LSZH Preterminated Copper Cable, single row standard density RJ45 plug to dual row OneLink 2x6, 12 links | CommScope® | GigaSPEED X10D® ¦ InstaPATCH® Cu |  | Copper trunk cable assembly
CSHRG | IP6A-24BUTP-PG2S-1100E | Base Product | InstaPATCH® Cu GigaSPEED X10D® U/UTP LSZH Class B2ca Preterminated Copper Cable, dual row standard density RJ45 plug to 360 1100 Evolve module, 24 links | CommScope® | GigaSPEED XL® ¦ InstaPATCH® Cu |  | Copper trunk cable assembly
CSRRB | IP6A-06BUTP-1100E-1100E | Base Product | InstaPATCH® Cu GigaSPEED X10D® U/UTP LSZH Class B2ca Preterminated Copper Cable, 360 1100 Evolve module to 360 1100 Evolve module, 6 links | CommScope® | GigaSPEED X10D® ¦ InstaPATCH® Cu |  | Copper trunk cable assembly
F3VMPMPAD |  | Base Product | OM5 MPO (Unpinned) to MPO (Unpinned), InstaPATCH® 360 Pre-terminated Trunk Cable, 12-Fiber, Low Smoke Zero Halogen B2ca | CommScope® | SYSTIMAX InstaPATCH® 360 |  | Fiber trunk cable assembly |  | Discontinued
F3WMPMPAL |  | Base Product | Singlemode MPO (Unpinned) to MPO (Unpinned), InstaPATCH® 360 Pre-terminated Trunk Cable, 96-Fiber, Low Smoke Zero Halogen B2ca | CommScope® | SYSTIMAX InstaPATCH® 360 |  | Fiber trunk cable assembly
F3XMPMPAG |  | Base Product | OM4 MPO (Unpinned) to MPO (Unpinned), InstaPATCH® 360 Pre-terminated Trunk Cable, 36-Fiber, Low Smoke Zero Halogen B2ca | CommScope® | SYSTIMAX InstaPATCH® 360 |  | Fiber trunk cable assembly |  | Discontinued
F3VMPMPAK |  | Base Product | OM5 MPO (Unpinned) to MPO (Unpinned), InstaPATCH® 360 Pre-terminated Trunk Cable, 72-Fiber, Low Smoke Zero Halogen B2ca | CommScope® | SYSTIMAX InstaPATCH® 360 |  | Fiber trunk cable assembly |  | Discontinued
F3VMPMPAL |  | Base Product | OM5 MPO (Unpinned) to MPO (Unpinned), InstaPATCH® 360 Pre-terminated Trunk Cable, 96-Fiber, Low Smoke Zero Halogen B2ca | CommScope® | SYSTIMAX InstaPATCH® 360 |  | Fiber trunk cable assembly
F3XMPMPAL |  | Base Product | OM4 MPO (Unpinned) to MPO (Unpinned), InstaPATCH® 360 Pre-terminated Trunk Cable, 96-Fiber, Low Smoke Zero Halogen B2ca | CommScope® | SYSTIMAX InstaPATCH® 360 |  | Fiber trunk cable assembly
F3VMPMPAM |  | Base Product | OM5 MPO (Unpinned) to MPO (Unpinned), InstaPATCH® 360 Pre-terminated Trunk Cable, 144-Fiber, Low Smoke Zero Halogen B2ca | CommScope® | SYSTIMAX InstaPATCH® 360 |  | Fiber trunk cable assembly |  | Discontinued
F3XMPMXAL |  | Base Product | OM4 MPO (Unpinned) to MPO (Pinned), InstaPATCH® 360 Pre-terminated Trunk Cable, 96-Fiber, Low Smoke Zero Halogen B2ca | CommScope® | SYSTIMAX InstaPATCH® 360 |  | Fiber trunk cable assembly |  | Discontinued
F3WMPMPAG |  | Base Product | Singlemode MPO (Unpinned) to MPO (Unpinned), InstaPATCH® 360 Pre-terminated Trunk Cable, 36-Fiber, Low Smoke Zero Halogen B2ca | CommScope® | SYSTIMAX InstaPATCH® 360 |  | Fiber trunk cable assembly |  | Discontinued
F3XMPMXAM |  | Base Product | OM4 MPO (Unpinned) to MPO (Pinned), InstaPATCH® 360 Pre-terminated Trunk Cable, 144-Fiber, Low Smoke Zero Halogen B2ca | CommScope® | SYSTIMAX InstaPATCH® 360 |  | Fiber trunk cable assembly |  | Discontinued
F3XMPMPAM |  | Base Product | OM4 MPO (Unpinned) to MPO (Unpinned), InstaPATCH® 360 Pre-terminated Trunk Cable, 144-Fiber, Low Smoke Zero Halogen B2ca | CommScope® | SYSTIMAX InstaPATCH® 360 |  | Fiber trunk cable assembly |  | Discontinued
F3WMPMXAL |  | Base Product | Singlemode MPO (Unpinned) to MPO (Pinned), InstaPATCH® 360 Pre-terminated Trunk Cable, 96-Fiber, Low Smoke Zero Halogen B2ca | CommScope® | SYSTIMAX InstaPATCH® 360 |  | Fiber trunk cable assembly |  | Discontinued
F3WMPMPAH |  | Base Product | Singlemode MPO (Unpinned) to MPO (Unpinned), InstaPATCH® 360 Pre-terminated Trunk Cable, 48-Fiber, Low Smoke Zero Halogen B2ca | CommScope® | SYSTIMAX InstaPATCH® 360 |  | Fiber trunk cable assembly
F3WMPMPAK |  | Base Product | Singlemode MPO (Unpinned) to MPO (Unpinned), InstaPATCH® 360 Pre-terminated Trunk Cable, 72-Fiber, Low Smoke Zero Halogen B2ca | CommScope® | SYSTIMAX InstaPATCH® 360 |  | Fiber trunk cable assembly |  | Discontinued
F3XMPMPAD |  | Base Product | OM4 MPO (Unpinned) to MPO (Unpinned), InstaPATCH® 360 Pre-terminated Trunk Cable, 12-Fiber, Low Smoke Zero Halogen B2ca | CommScope® | SYSTIMAX InstaPATCH® 360 |  | Fiber trunk cable assembly
F3XMPMXAF |  | Base Product | OM4 MPO (Unpinned) to MPO (Pinned), InstaPATCH® 360 Pre-terminated Trunk Cable, 24-Fiber, Low Smoke Zero Halogen B2ca | CommScope® | SYSTIMAX InstaPATCH® 360 |  | Fiber trunk cable assembly
F3XMPMXAH |  | Base Product | OM4 MPO (Unpinned) to MPO (Pinned), InstaPATCH® 360 Pre-terminated Trunk Cable, 48-Fiber, Low Smoke Zero Halogen B2ca | CommScope® | SYSTIMAX InstaPATCH® 360 |  | Fiber trunk cable assembly |  | Discontinued
F4WSCSCAD |  | Base Product | Singlemode SC/UPC to SC/UPC 12-Fiber InstaPATCH® 360 Ruggedized Fanout Cable, Low Smoke Zero Halogen | CommScope® | SYSTIMAX InstaPATCH® 360 |  | Ruggedized fanout |  | Discontinued
F4WSCSCAF |  | Base Product | Singlemode SC/UPC to SC/UPC 24-Fiber InstaPATCH® 360 Ruggedized Fanout Cable, Low Smoke Zero Halogen | CommScope® | SYSTIMAX InstaPATCH® 360 |  | Ruggedized fanout |  | Discontinued
F4WMPLCAG |  | Base Product | Singlemode MPO (Unpinned) to LC/UPC, InstaPATCH® 360 Ruggedized Fanout Cable, 36-Fiber, Low Smoke Zero Halogen B2ca | CommScope® | SYSTIMAX InstaPATCH® 360 |  | Ruggedized fanout |  | Discontinued
F4WMXLCAG |  | Base Product | Singlemode MPO (Pinned) to LC/UPC, InstaPATCH® 360 Ruggedized Fanout Cable, 36-Fiber, Low Smoke Zero Halogen B2ca | CommScope® | SYSTIMAX InstaPATCH® 360 |  | Ruggedized fanout |  | Discontinued
F4WMPLCAH |  | Base Product | Singlemode MPO (Unpinned) to LC/UPC, InstaPATCH® 360 Ruggedized Fanout Cable, 48-Fiber, Low Smoke Zero Halogen B2ca | CommScope® | SYSTIMAX InstaPATCH® 360 |  | Ruggedized fanout |  | Discontinued
F4XMPLCAF |  | Base Product | OM4 MPO (Unpinned) to LC/UPC, InstaPATCH® 360 Ruggedized Fanout Cable, 24-Fiber, Low Smoke Zero Halogen B2ca | CommScope® | SYSTIMAX InstaPATCH® 360 |  | Ruggedized fanout
F4WSCSCAK |  | Base Product | Singlemode SC/UPC to SC/UPC 72-Fiber InstaPATCH® 360 Ruggedized Fanout Cable, Low Smoke Zero Halogen | CommScope® | SYSTIMAX InstaPATCH® 360 |  | Ruggedized fanout |  | Discontinued
F4XMPLCAG |  | Base Product | OM4 MPO (Unpinned) to LC/UPC, InstaPATCH® 360 Ruggedized Fanout Cable, 36-Fiber, Low Smoke Zero Halogen B2ca | CommScope® | SYSTIMAX InstaPATCH® 360 |  | Ruggedized fanout |  | Discontinued
F4WLCLCAD |  | Base Product | SingleMode LC/UPC to LC/UPC, InstaPATCH® 360 Ruggedized Fiber Fanout Cable Assembly, 12-Fiber, Low Smoke Zero Halogen (LSZH) | CommScope® | SYSTIMAX InstaPATCH® 360 |  | Ruggedized fanout
F4XLCLCAD |  | Base Product | OM4 LC/UPC to LC/UPC 12-Fiber InstaPATCH® 360 Ruggedized Fanout Cable, Low Smoke Zero Halogen | CommScope® | SYSTIMAX InstaPATCH® 360 |  | Ruggedized fanout
F4XMPSCAK |  | Base Product | OM4 MPO (Unpinned) to SC/UPC, InstaPATCH® 360 Ruggedized Fanout Cable, 72-Fiber, Low Smoke Zero Halogen B2ca | CommScope® | SYSTIMAX InstaPATCH® 360 |  | Ruggedized fanout |  | Discontinued
F4XMPLCAH |  | Base Product | OM4 MPO (Unpinned) to LC/UPC, InstaPATCH® 360 Ruggedized Fanout Cable, 48-Fiber, Low Smoke Zero Halogen B2ca | CommScope® | SYSTIMAX InstaPATCH® 360 |  | Ruggedized fanout |  | Discontinued
F4XLCLCAF |  | Base Product | OM4 LC/UPC to LC/UPC 24-Fiber InstaPATCH® 360 Ruggedized Fanout Cable, Low Smoke Zero Halogen | CommScope® | SYSTIMAX InstaPATCH® 360 |  | Ruggedized fanout
F4WMPSCAG |  | Base Product | Singlemode MPO (Unpinned) to SC/UPC, InstaPATCH® 360 Ruggedized Fanout Cable, 36-Fiber, Low Smoke Zero Halogen B2ca | CommScope® | SYSTIMAX InstaPATCH® 360 |  | Ruggedized fanout |  | Discontinued
F4XLCLCAG |  | Base Product | OM4 LC/UPC to LC/UPC 36-Fiber InstaPATCH® 360 Ruggedized Fanout Cable, Low Smoke Zero Halogen | CommScope® | SYSTIMAX InstaPATCH® 360 |  | Ruggedized fanout
F4WMXSCAG |  | Base Product | Singlemode MPO (Pinned) to SC/UPC, InstaPATCH® 360 Ruggedized Fanout Cable, 36-Fiber, Low Smoke Zero Halogen B2ca | CommScope® | SYSTIMAX InstaPATCH® 360 |  | Ruggedized fanout |  | Discontinued
F4ZLCLCAK |  | Base Product | OM3 LC/UPC to LC/UPC 72-Fiber InstaPATCH® 360 Ruggedized Fanout Cable, Low Smoke Zero Halogen | CommScope® | SYSTIMAX InstaPATCH® 360 |  | Ruggedized fanout
F4XMXLCAG |  | Base Product | OM4 MPO (Pinned) to LC/UPC, InstaPATCH® 360 Ruggedized Fanout Cable, 36-Fiber, Low Smoke Zero Halogen B2ca | CommScope® | SYSTIMAX InstaPATCH® 360 |  | Ruggedized fanout |  | Discontinued
F4XMPSCAD |  | Base Product | OM4 MPO (Unpinned) to SC/UPC, InstaPATCH® 360 Ruggedized Fanout Cable, 12-Fiber, Low Smoke Zero Halogen B2ca | CommScope® | SYSTIMAX InstaPATCH® 360 |  | Ruggedized fanout
F4XSCSCAD |  | Base Product | OM4 SC/UPC to SC/UPC 12-Fiber InstaPATCH® 360 Ruggedized Fanout Cable, Low Smoke Zero Halogen | CommScope® | SYSTIMAX InstaPATCH® 360 |  | Ruggedized fanout |  | Discontinued
F4XLCLCAK |  | Base Product | OM4 LC/UPC to LC/UPC 72-Fiber InstaPATCH® 360 Ruggedized Fanout Cable, Low Smoke Zero Halogen | CommScope® | SYSTIMAX InstaPATCH® 360 |  | Ruggedized fanout |  | Discontinued
F4XMPSCAF |  | Base Product | OM4 MPO (Unpinned) to SC/UPC, InstaPATCH® 360 Ruggedized Fanout Cable, 24-Fiber, Low Smoke Zero Halogen B2ca | CommScope® | SYSTIMAX InstaPATCH® 360 |  | Ruggedized fanout |  | Discontinued
F4WLCLCAK |  | Base Product | Singlemode LC/UPC to LC/UPC, InstaPATCH® 360 Ruggedized Fiber Fanout Cable Assembly, 72-Fiber, Low Smoke Zero Halogen (LSZH) | CommScope® | SYSTIMAX InstaPATCH® 360 |  | Ruggedized fanout |  | Discontinued
F4XSCSCAF |  | Base Product | OM4 SC/UPC to SC/UPC 24-Fiber InstaPATCH® 360 Ruggedized Fanout Cable, Low Smoke Zero Halogen | CommScope® | SYSTIMAX InstaPATCH® 360 |  | Ruggedized fanout |  | Discontinued
F4XMXSCAF |  | Base Product | OM4 MPO (Pinned) to SC/UPC, InstaPATCH® 360 Ruggedized Fanout Cable, 24-Fiber, Low Smoke Zero Halogen B2ca | CommScope® | SYSTIMAX InstaPATCH® 360 |  | Ruggedized fanout |  | Discontinued
F4XMXSCAG |  | Base Product | OM4 MPO (Pinned) to SC/UPC, InstaPATCH® 360 Ruggedized Fanout Cable, 36-Fiber, Low Smoke Zero Halogen B2ca | CommScope® | SYSTIMAX InstaPATCH® 360 |  | Ruggedized fanout |  | Discontinued
F4XMXSCAH |  | Base Product | OM4 MPO (Pinned) to SC/UPC, InstaPATCH® 360 Ruggedized Fanout Cable, 48-Fiber, Low Smoke Zero Halogen B2ca | CommScope® | SYSTIMAX InstaPATCH® 360 |  | Ruggedized fanout |  | Discontinued
F4ZSCSCAH |  | Base Product | OM3 SC/UPC to SC/UPC 48-Fiber InstaPATCH® 360 Ruggedized Fanout Cable, Low Smoke Zero Halogen | CommScope® | SYSTIMAX InstaPATCH® 360 |  | Ruggedized fanout |  | Discontinued
F4XSCSCAK |  | Base Product | OM4 SC/UPC to SC/UPC 72-Fiber InstaPATCH® 360 Ruggedized Fanout Cable, Low Smoke Zero Halogen | CommScope® | SYSTIMAX InstaPATCH® 360 |  | Ruggedized fanout |  | Discontinued
F4ZSCSCAK |  | Base Product | OM3 SC/UPC to SC/UPC 72-Fiber InstaPATCH® 360 Ruggedized Fanout Cable, Low Smoke Zero Halogen | CommScope® | SYSTIMAX InstaPATCH® 360 |  | Ruggedized fanout |  | Discontinued
F4ZLCLCAF |  | Base Product | OM3 LC/UPC to LC/UPC 24-Fiber InstaPATCH® 360 Ruggedized Fanout Cable, Low Smoke Zero Halogen | CommScope® | SYSTIMAX InstaPATCH® 360 |  | Ruggedized fanout
F4ZLCLCAG |  | Base Product | OM3 LC/UPC to LC/UPC 36-Fiber InstaPATCH® 360 Ruggedized Fanout Cable, Low Smoke Zero Halogen | CommScope® | SYSTIMAX InstaPATCH® 360 |  | Ruggedized fanout
FAWSCUC0A |  | Base Product | Singlemode SC/UPC to Unconnectorized, Fiber Pigtail, 0.9 mm Tight Buffer, 6-Fiber Kit Blue - White (1-6) | CommScope® | SYSTIMAX InstaPATCH® 360 | FAW | Fiber pigtail ¦ unjacketed
FAWLCUC0C |  | Base Product | Singlemode LC/UPC to Unconnectorized, Fiber Pigtail, 0.9 mm Tight Buffer, 12-Fiber Kit Blue - Aqua (1-12) | CommScope® | SYSTIMAX InstaPATCH® 360 | FAW | Fiber pigtail ¦ unjacketed
FAWL3UC0C |  | Base Product | Singlemode LC/UPC Keyed Blue to Unconnectorized, Fiber Pigtail, 0.9 mm Tight Buffer, 12-Fiber Kit Blue - Aqua (1-12) | CommScope® | SYSTIMAX InstaPATCH® 360 | FAW | Fiber pigtail ¦ unjacketed
FAXL1UC0C |  | Base Product | OM4 LC/UPC Keyed Red to Unconnectorized, Fiber Pigtail, 0.9 mm Tight Buffer, 12-Fiber Kit Blue - Aqua (1-12) | CommScope® | SYSTIMAX InstaPATCH® 360 | FAX | Fiber pigtail ¦ unjacketed
FAWL9UC0C |  | Base Product | Singlemode LC/UPC Keyed Rose to Unconnectorized, Fiber Pigtail, 0.9 mm Tight Buffer, 12-Fiber Kit Blue - Aqua (1-12) | CommScope® | SYSTIMAX InstaPATCH® 360 | FAW | Fiber pigtail ¦ unjacketed
FAXLCUC0B |  | Base Product | OM4 LC/UPC to Unconnectorized, Fiber Pigtail, 0.9 mm Tight Buffer, 6-Fiber Kit Red - Aqua (7-12) | CommScope® | SYSTIMAX InstaPATCH® 360 | FAX | Fiber pigtail ¦ unjacketed
UGXQXQXBM |  | Base Product | Ultra Low Loss (ULL) OM4 MPO8 QSFP (Pinned) to MPO8 QSFP (Pinned), Fiber Trunk Cable Assembly, 144-Fiber, Plenum | CommScope® | SYSTIMAX ULL |  | Fiber trunk cable assembly
UJGMPMPAK |  | Base Product | Ultra Low Loss (ULL) Singlemode MPO12 (Unpinned) to MPO12 (Unpinned), Fiber Trunk Cable Assembly, 72-Fiber, Low Smoke Zero Halogen (LSZH)/Riser | CommScope® | SYSTIMAX ULL |  | Fiber trunk cable assembly
UJGMPMPAL |  | Base Product | Ultra Low Loss (ULL) Singlemode MPO12 (Unpinned) to MPO12 (Unpinned), Fiber Trunk Cable Assembly, 96-Fiber, Low Smoke Zero Halogen (LSZH)/Riser | CommScope® | SYSTIMAX ULL |  | Fiber trunk cable assembly
UJGMPMPAM |  | Base Product | Ultra Low Loss (ULL) Singlemode MPO12 (Unpinned) to MPO12 (Unpinned), Fiber Trunk Cable Assembly, 144-Fiber, Low Smoke Zero Halogen (LSZH)/Riser | CommScope® | SYSTIMAX ULL |  | Fiber trunk cable assembly
UJGMPMPDF |  | Base Product | Ultra Low Loss (ULL) Singlemode, MPO12 Unpinned to MPO12 Unpinned, Fiber Trunk Cable Assembly, 24-Fiber, Indoor/outdoor, Low Smoke Zero Halogen/Riser | CommScope® | SYSTIMAX ULL |  | Fiber trunk cable assembly
UJGMPMPCF |  | Base Product | Ultra Low Loss ULL TeraSPEED® MPO(Unpinned) to MPO(Unpinned) Pre-terminated Trunk Cable, MPO12, 24-Fiber, LSZH, 12 fiber PmP 2.0 mm Dca | CommScope® | SYSTIMAX ULL |  | Fiber trunk cable assembly
UJGMPMPCH |  | Base Product | Ultra Low Loss ULL TeraSPEED® MPO(Unpinned) to MPO(Unpinned) Pre-terminated Trunk Cable, MPO12, 48-Fiber, LSZH, 12 fiber PmP 2.0 mm Dca | CommScope® | SYSTIMAX ULL |  | Fiber trunk cable assembly
UJGMPMXDF |  | Base Product | Ultra Low Loss (ULL) Singlemode, MPO12 Unpinned to MPO12 Pinned, Fiber Trunk Cable Assembly, 24-Fiber, Indoor/Outdoor, Low Smoke Zero Halogen/Riser | CommScope® | SYSTIMAX ULL |  | Fiber trunk cable assembly
UJGMPMXSP |  | Base Product | Ultra Low Loss Singlemode MPO12 Unpinned to MPO12 Pinned 288-Fiber Pre-terminated Trunk Cable, Rollable Ribbon Indoor/Outdoor Central Tube, Low Smoke Zero Halogen/Riser | CommScope® | SYSTIMAX ULL |  | Fiber trunk cable assembly
UJGMPUCDD |  | Base Product | Ultra Low Loss (ULL) Singlemode, MPO12 Unpinned to Unconnectorized, Fiber Trunk Cable Assembly, 12-Fiber, Indoor/Outdoor, Low Smoke Zero Halogen/Riser | CommScope® | SYSTIMAX ULL |  | Fiber trunk cable assembly
UJGMPMXDH |  | Base Product | Ultra Low Loss (ULL) Singlemode, MPO12 Unpinned to MPO12 Pinned, Fiber Trunk Cable Assembly, 48-Fiber, Indoor/Outdoor, Low Smoke Zero Halogen/Riser | CommScope® | SYSTIMAX ULL |  | Fiber trunk cable assembly
UJGMPMPCL |  | Base Product | Ultra Low Loss ULL TeraSPEED® MPO(Unpinned) to MPO(Unpinned) Pre-terminated Trunk Cable, MPO12, 96-Fiber, LSZH, 12 fiber PmP 2.0 mm Dca | CommScope® | SYSTIMAX ULL |  | Fiber trunk cable assembly
UJGMPMXCF |  | Base Product | Ultra Low Loss ULL TeraSPEED® MPO(Unpinned) to MPO(Pinned) Pre-terminated Trunk Cable, MPO12, 24-Fiber, LSZH, 12 fiber PmP 2.0 mm Dca | CommScope® | SYSTIMAX ULL |  | Fiber trunk cable assembly
UJGMPMXSV |  | Base Product | Ultra Low Loss Singlemode MPO12 Unpinned to MPO12 Pinned 432-Fiber Pre-terminated Trunk Cable, Rollable Ribbon Indoor/Outdoor Central Tube, Low Smoke Zero Halogen/Riser | CommScope® | SYSTIMAX ULL |  | Fiber trunk cable assembly
UJGMPMPSX |  | Base Product | Ultra Low Loss Singlemode MPO12 Unpinned to MPO12 Unpinned 864-Fiber Pre-terminated Trunk Cable, Rollable Ribbon Indoor/Outdoor Central Tube, Low Smoke Zero Halogen/Riser | CommScope® | SYSTIMAX ULL |  | Fiber trunk cable assembly
UJGMPMPRP |  | Base Product | Ultra Low Loss (ULL) Singlemode MPO12 (Unpinned) to MPO12 (Unpinned), Fiber Trunk Cable Assembly, 288-Fiber, Rollable Ribbon Central Tube, Low Smoke Zero Halogen/Riser | CommScope® | SYSTIMAX ULL |  | Fiber trunk cable assembly
UJGMPMPCM |  | Base Product | Ultra Low Loss ULL TeraSPEED® MPO(Unpinned) to MPO(Unpinned) Pre-terminated Trunk Cable, MPO12, 144-Fiber, LSZH, 12 fiber PmP 2.0 mm Dca | CommScope® | SYSTIMAX ULL |  | Fiber trunk cable assembly
UJGMPUCRY |  | Base Product | Ultra Low Loss ULL TeraSPEED® MPO (Unpinned) to Unconnectorized Pre-terminated Trunk Cable, MPO12, 1728-Fiber, LSZH/Riser, 12-fiber Rollable Ribbon Central Tube | CommScope® |  |  | Fiber trunk cable assembly
UJGMPUCDH |  | Base Product | Ultra Low Loss Singlemode MPO12 Unpinned to Unconnectorized 48-Fiber Pre-terminated Trunk Cable, Indoor/Outdoor, Low Smoke Zero Halogen/Riser | CommScope® | SYSTIMAX ULL |  | Fiber trunk cable assembly
UJGMPMPRV |  | Base Product | Ultra Low Loss (ULL) Singlemode MPO12 (Unpinned) to MPO12 (Unpinned), Fiber Trunk Cable Assembly, 432-Fiber, Rollable Ribbon Central Tube, Low Smoke Zero Halogen/Riser | CommScope® | SYSTIMAX ULL |  | Fiber trunk cable assembly
UJGMPMXSX |  | Base Product | Ultra Low Loss Singlemode MPO12 Unpinned to MPO12 Pinned 864-Fiber Pre-terminated Trunk Cable, Rollable Ribbon Indoor/Outdoor Central Tube, Low Smoke Zero Halogen/Riser | CommScope® | SYSTIMAX ULL |  | Fiber trunk cable assembly
UJGMPUCDK |  | Base Product | Ultra Low Loss Singlemode MPO12 Unpinned to Unconnectorized 72-Fiber Pre-terminated Trunk Cable, Indoor/Outdoor, Low Smoke Zero Halogen/Riser | CommScope® | SYSTIMAX ULL |  | Fiber trunk cable assembly
UJGMPMPRW |  | Base Product | Ultra Low Loss ULL TeraSPEED® MPO (Unpinned) to MPO (Unpinned) Pre-terminated Trunk Cable, MPO12, 576-Fiber, LSZH/riser, 12-fiber Rollable Ribbon Central Tube | CommScope® | SYSTIMAX ULL |  | Fiber trunk cable assembly
UJGMPMXCK |  | Base Product | Ultra Low Loss ULL TeraSPEED® MPO(Unpinned) to MPO(Pinned) Pre-terminated Trunk Cable, MPO12, 72-Fiber, LSZH, 12 fiber PmP 2.0 mm Dca | CommScope® | SYSTIMAX ULL |  | Fiber trunk cable assembly
UJGMPUCAD |  | Base Product | Ultra Low Loss (ULL) Singlemode MPO12 (Unpinned) to Unconnectorized, Fiber Trunk Cable Assembly, 12-Fiber, Low Smoke Zero Halogen/Riser | CommScope® | SYSTIMAX ULL |  | Fiber trunk cable assembly
UJGMPUCSP |  | Base Product | Ultra Low Loss Singlemode MPO12 Unpinned to Unconnectorized 288-Fiber Pre-terminated Trunk Cable, Rollable Ribbon Indoor/Outdoor Central Tube, Low Smoke Zero Halogen/Riser | CommScope® | SYSTIMAX ULL |  | Fiber trunk cable assembly
UJGMPMXRP |  | Base Product | Ultra Low Loss (ULL) Singlemode MPO (Unpinned) to MPO (Pinned) Pre-terminated Trunk Cable, MPO12, 288-Fiber, 12-fiber Rollable Ribbon Central Tube, Low Smoke Zero Halogen (LSZH)/Riser | CommScope® | SYSTIMAX ULL |  | Fiber trunk cable assembly
UJGMPMPRX |  | Base Product | Ultra Low Loss ULL TeraSPEED® MPO (Unpinned) to MPO (Unpinned) Pre-terminated Trunk Cable, MPO12, 864-Fiber, LSZH/riser, 12-fiber Rollable Ribbon Central Tube | CommScope® | SYSTIMAX ULL |  | Fiber trunk cable assembly
UJGMXMXAL |  | Base Product | Ultra Low Loss (ULL) Singlemode MPO12 (Pinned) to MPO12 (Pinned), Fiber Trunk Cable Assembly, 96-Fiber, Low Smoke Zero Halogen (LSZH) | CommScope® | SYSTIMAX ULL |  | Fiber trunk cable assembly
UJGMPMXCL |  | Base Product | Ultra Low Loss ULL TeraSPEED® MPO(Unpinned) to MPO(Pinned) Pre-terminated Trunk Cable, MPO12, 96-Fiber, LSZH, 12 fiber PmP 2.0 mm Dca | CommScope® | SYSTIMAX ULL |  | Fiber trunk cable assembly
UJGMPUCAF |  | Base Product | Ultra Low Loss (ULL) Singlemode MPO12 (Unpinned) to Unconnectorized, Fiber Trunk Cable Assembly, 24-Fiber, Low Smoke Zero Halogen/Riser | CommScope® | SYSTIMAX ULL |  | Fiber trunk cable assembly
UJGMPUCSV |  | Base Product | Ultra Low Loss Singlemode MPO12 Unpinned to Unconnectorized 432-Fiber Pre-terminated Trunk Cable, Rollable Ribbon Indoor/Outdoor Central Tube, Low Smoke Zero Halogen/Riser | CommScope® | SYSTIMAX ULL |  | Fiber trunk cable assembly
UJGMPUCRM |  | Base Product | Ultra Low Loss (ULL) Singlemode, MPO12 Unpinned to Unconnectorized, Fiber Trunk Cable Assembly, 144-Fiber, Rollable Ribbon Central Tube, Low Smoke Zero Halogen/Riser | CommScope® | SYSTIMAX ULL |  | Fiber trunk cable assembly
UJGMXMXCM |  | Base Product | Ultra Low Loss ULL TeraSPEED® MPO(Pinned) to MPO(Pinned) Pre-terminated Trunk Cable, MPO12, 144-Fiber, LSZH, 12 fiber PmP 2.0 mm Dca | CommScope® | SYSTIMAX ULL |  | Fiber trunk cable assembly
UJGMPUCAH |  | Base Product | Ultra Low Loss (ULL) Singlemode MPO12 (Unpinned) to Unconnectorized, Fiber Trunk Cable Assembly, 48-Fiber, Low Smoke Zero Halogen/Riser | CommScope® | SYSTIMAX ULL |  | Fiber trunk cable assembly
UJGMXMXCF |  | Base Product | Ultra Low Loss ULL TeraSPEED® MPO(Pinned) to MPO(Pinned) Pre-terminated Trunk Cable, MPO12, 24-Fiber, LSZH, 12 fiber PmP 2.0 mm Dca | CommScope® | SYSTIMAX ULL |  | Fiber trunk cable assembly
UJGMPMXAK |  | Base Product | Ultra Low Loss (ULL) Singlemode MPO12 (Unpinned) to MPO12 (Pinned), Fiber Trunk Cable Assembly, 72-Fiber, Low Smoke Zero Halogen (LSZH) | CommScope® | SYSTIMAX ULL |  | Fiber trunk cable assembly
UJGMPUCRV |  | Base Product | Ultra Low Loss (ULL) Singlemode, MPO12 Unpinned to Unconnectorized, Fiber Trunk Cable Assembly, 432-Fiber, Rollable Ribbon Central Tube, Low Smoke Zero Halogen/Riser | CommScope® | SYSTIMAX ULL |  | Fiber trunk cable assembly
UJGMPMXSM |  | Base Product | Ultra Low Loss (ULL) Singlemode, MPO12 Unpinned to MPO12 Pinned, Fiber Trunk Cable Assembly, 144-Fiber, Rollable Ribbon Indoor/Outdoor Central Tube, Low Smoke Zero Halogen/Riser | CommScope® | SYSTIMAX ULL |  | Fiber trunk cable assembly
UJGMXMXDF |  | Base Product | Ultra Low Loss (ULL) Singlemode, MPO12 Pinned to MPO12 Pinned, Fiber Trunk Cable Assembly, 24-Fiber, Indoor/Outdoor, Low Smoke Zero Halogen/Riser | CommScope® | SYSTIMAX ULL |  | Fiber trunk cable assembly
UJGMXMXCG |  | Base Product | Ultra Low Loss ULL TeraSPEED® MPO(Pinned) to MPO(Pinned) Pre-terminated Trunk Cable, MPO12, 36-Fiber, LSZH, 12 fiber PmP 2.0 mm Dca | CommScope® | SYSTIMAX ULL |  | Fiber trunk cable assembly
UJGMXUCDD |  | Base Product | Ultra Low Loss (ULL) Singlemode, MPO12 Pinned to Unconnectorized, Fiber Trunk Cable Assembly, 12-Fiber, Indoor/OLutdoor, Low Smoke Zero Halogen/Riser | CommScope® | SYSTIMAX ULL |  | Fiber trunk cable assembly
UJGMXUCAK |  | Base Product | Ultra Low Loss (ULL) Singlemode MPO12 (Pinned) to Unconnectorized, Fiber Trunk Cable Assembly, 72-Fiber, Low Smoke Zero Halogen/Riser | CommScope® | SYSTIMAX ULL |  | Fiber trunk cable assembly
UJGMXMXDH |  | Base Product | Ultra Low Loss (ULL) Singlemode MPO12 Pinned to MPO12 Pinned, Fiber Trunk Cable Assembly, 48-Fiber, Indoor/Outdoor, Low Smoke Zero Halogen/Riser | CommScope® | SYSTIMAX ULL |  | Fiber trunk cable assembly
UJGMXMXCH |  | Base Product | Ultra Low Loss ULL TeraSPEED® MPO(Pinned) to MPO(Pinned) Pre-terminated Trunk Cable, MPO12, 48-Fiber, LSZH, 12 fiber PmP 2.0 mm Dca | CommScope® | SYSTIMAX ULL |  | Fiber trunk cable assembly
UJGMPUCAM |  | Base Product | Ultra Low Loss (ULL) Singlemode, MPO12 Unpinned to Unconnectorized, Fiber Trunk Cable Assembly, 144-Fiber, Low Smoke Zero Halogen/Riser | CommScope® | SYSTIMAX ULL |  | Fiber trunk cable assembly
UJGMXUCDF |  | Base Product | Ultra Low Loss Singlemode MPO12 Pinned to Unconnectorized 24-Fiber Pre-terminated Trunk Cable, Indoor/Outdoor, Low Smoke Zero Halogen/Riser | CommScope® | SYSTIMAX ULL |  | Fiber trunk cable assembly
UJGMXUCAL |  | Base Product | Ultra Low Loss (ULL) Singlemode MPO12 (Pinned) to Unconnectorized, Fiber Trunk Cable Assembly, 96-Fiber, Low Smoke Zero Halogen/Riser | CommScope® | SYSTIMAX ULL |  | Fiber trunk cable assembly
UJGMXUCRX |  | Base Product | Ultra Low Loss ULL TeraSPEED® MPO (Pinned) to Unconnectorized Pre-terminated Trunk Cable, MPO12, 864-Fiber, LSZH/riser, 12-fiber Rollable Ribbon Central Tube | CommScope® | SYSTIMAX ULL |  | Fiber trunk cable assembly
UJGQPQXQF |  | Base Product | Ultra Low Loss (ULL) Singlemode, MPO8 QSFP Unpinned to MPO8 QSFP Pinned, Fiber Trunk Cable Assembly, 24-Fiber, Low Smoke Zero Halogen | CommScope® | SYSTIMAX ULL |  | Fiber trunk cable assembly
UJGMXUCAM |  | Base Product | Ultra Low Loss (ULL) Singlemode, MPO12 Pinned to Unconnectorized, Fiber Trunk Cable Assembly, 144-Fiber, Low Smoke Zero Halogen/Riser | CommScope® | SYSTIMAX ULL |  | Fiber trunk cable assembly
UJGMXMXCL |  | Base Product | Ultra Low Loss ULL TeraSPEED® MPO(Pinned) to MPO(Pinned) Pre-terminated Trunk Cable, MPO12, 96-Fiber, LSZH, 12 fiber PmP 2.0 mm Dca | CommScope® | SYSTIMAX ULL |  | Fiber trunk cable assembly
UJGMXMXSP |  | Base Product | Ultra Low Loss Singlemode MPO12 Pinned to MPO12 Pinned 288-Fiber Pre-terminated Trunk Cable, Rollable Ribbon Indoor/Outdoor Central Tube, Low Smoke Zero Halogen/Riser | CommScope® | SYSTIMAX ULL |  | Fiber trunk cable assembly
UJGMXUCDK |  | Base Product | Ultra Low Loss Singlemode MPO12 Pinned to Unconnectorized 72-Fiber Pre-terminated Trunk Cable, Indoor/Outdoor, Low Smoke Zero Halogen/Riser | CommScope® | SYSTIMAX ULL |  | Fiber trunk cable assembly
UJGQPQXQH |  | Base Product | Ultra Low Loss (ULL) Singlemode MPO8 QSFP (Unpinned) to MPO8 QSFP (Pinned), Fiber Trunk Cable Assembly, 48-Fiber, Low Smoke Zero Halogen | CommScope® | SYSTIMAX ULL |  | Fiber trunk cable assembly
UJGQXQXQL |  | Base Product | Ultra Low Loss (ULL) Singlemode MPO8 QSFP (Pinned) to MPO8 QSFP (Pinned), Fiber Trunk Cable Assembly, 96-Fiber, Low Smoke Zero Halogen | CommScope® | SYSTIMAX ULL |  | Fiber trunk cable assembly
UJV2X2XBF |  | Base Product | Ultra Low Loss (ULL) OM5 MPO24 (Pinned) to MPO24 (Pinned), Fiber Trunk Cable Assembly, 24-Fiber, Low Smoke Zero Halogen (LSZH) | CommScope® | SYSTIMAX ULL |  | Fiber trunk cable assembly
UJGMXUCDL |  | Base Product | Ultra Low Loss Singlemode MPO12 Pinned to Unconnectorized 96-Fiber Pre-terminated Trunk Cable, Indoor/Outdoor, Low Smoke Zero Halogen/Riser | CommScope® | SYSTIMAX ULL |  | Fiber trunk cable assembly
UJGMXMXSV |  | Base Product | Ultra Low Loss Singlemode MPO12 Pinned to MPO12 Pinned 432-Fiber Pre-terminated Trunk Cable, Rollable Ribbon Indoor/Outdoor Central Tube, Low Smoke Zero Halogen/Riser | CommScope® | SYSTIMAX ULL |  | Fiber trunk cable assembly
UJGMXUCSM |  | Base Product | Ultra Low Loss Singlemode MPO12 Pinned to Unconnectorized 144-Fiber Pre-terminated Trunk Cable, Rollable Ribbon Indoor/Outdoor Central Tube, Low Smoke Zero Halogen/Riser | CommScope® | SYSTIMAX ULL |  | Fiber trunk cable assembly
UJGQXQXQR |  | Base Product | Ultra Low Loss (ULL) Singlemode MPO8 QSFP (Pinned) to MPO8 QSFP (Pinned), Fiber Trunk Cable Assembly, 16-Fiber, Low Smoke Zero Halogen | CommScope® | SYSTIMAX ULL |  | Fiber trunk cable assembly
UJV2X2XBH |  | Base Product | Ultra Low Loss (ULL) OM5 MPO24 (Pinned) to MPO24 (Pinned), Fiber Trunk Cable Assembly, 48-Fiber, Low Smoke Zero Halogen (LSZH) | CommScope® | SYSTIMAX ULL |  | Fiber trunk cable assembly
UJGMXUCRM |  | Base Product | Ultra Low Loss (ULL) Singlemode, MPO12 Pinned to Unconnectorized, Fiber Trunk Cable Assembly, 144-Fiber, Rollable Ribbon Central Tube, Low Smoke Zero Halogen/Riser | CommScope® | SYSTIMAX ULL |  | Fiber trunk cable assembly
UJGMXUCSP |  | Base Product | Ultra Low Loss Singlemode MPO12 Pinned to Unconnectorized 288-Fiber Pre-terminated Trunk Cable, Rollable Ribbon Indoor/Outdoor Central Tube, Low Smoke Zero Halogen/Riser | CommScope® | SYSTIMAX ULL |  | Fiber trunk cable assembly
UJGMXMXSW |  | Base Product | Ultra Low Loss Singlemode MPO12 Pinned to MPO12 Pinned 576-Fiber Pre-terminated Trunk Cable, Rollable Ribbon Indoor/Outdoor Central Tube, Low Smoke Zero Halogen/Riser | CommScope® | SYSTIMAX ULL |  | Fiber trunk cable assembly
UJGQPQXQR |  | Base Product | Ultra Low Loss (ULL) Singlemode MPO8 QSFP (Unpinned) to MPO8 QSFP (Pinned), Fiber Trunk Cable Assembly, 16-Fiber, Low Smoke Zero Halogen | CommScope® | SYSTIMAX ULL |  | Fiber trunk cable assembly
UJGMXMXRP |  | Base Product | Ultra Low Loss (ULL) Singlemode MPO12 (Pinned) to MPO12 (Pinned), Fiber Trunk Cable Assembly, 288-Fiber, Low Smoke Zero Halogen/Riser | CommScope® | SYSTIMAX ULL |  | Fiber trunk cable assembly
UJGMXUCSV |  | Base Product | Ultra Low Loss Singlemode MPO12 Pinned to Unconnectorized 432-Fiber Pre-terminated Trunk Cable, Rollable Ribbon Indoor/Outdoor Central Tube, Low Smoke Zero Halogen/Riser | CommScope® | SYSTIMAX ULL |  | Fiber trunk cable assembly
UJGQPQXQS |  | Base Product | Ultra Low Loss (ULL) Singlemode MPO8 QSFP (Unpinned) to MPO8 QSFP (Pinned), Fiber Trunk Cable Assembly, 32-Fiber, Low Smoke Zero Halogen | CommScope® | SYSTIMAX ULL |  | Fiber trunk cable assembly
UJGMXUCRP |  | Base Product | Ultra Low Loss (ULL) Singlemode, MPO12 Pinned to Unconnectorized, Fiber Trunk Cable Assembly, 288-Fiber, Rollable Ribbon Central Tube, Low Smoke Zero Halogen/Riser | CommScope® | SYSTIMAX ULL |  | Fiber trunk cable assembly
UJGMXMXRV |  | Base Product | Ultra Low Loss (ULL) Singlemode MPO12 (Pinned) to MPO12 (Pinned), Fiber Trunk Cable Assembly, 432-Fiber, Low Smoke Zero Halogen/Riser | CommScope® | SYSTIMAX ULL |  | Fiber trunk cable assembly
UJV2X2XBM |  | Base Product | Ultra Low Loss (ULL) OM5 MPO24 (Pinned) to MPO24 (Pinned), Fiber Trunk Cable Assembly, 144-Fiber, Low Smoke Zero Halogen (LSZH) | CommScope® | SYSTIMAX ULL |  | Fiber trunk cable assembly
UJGMXUCSW |  | Base Product | Ultra Low Loss Singlemode MPO12 Pinned to Unconnectorized 576-Fiber Pre-terminated Trunk Cable, Rollable Ribbon Indoor/Outdoor Central Tube, Low Smoke Zero Halogen/Riser | CommScope® | SYSTIMAX ULL |  | Fiber trunk cable assembly
UJGMXUCRV |  | Base Product | Ultra Low Loss (ULL) Singlemode, MPO12 Pinned to Unconnectorized, Fiber Trunk Cable Assembly, 432-Fiber, Rollable Ribbon Central Tube, Low Smoke Zero Halogen/Riser | CommScope® | SYSTIMAX ULL |  | Fiber trunk cable assembly
UJV2P2XBF |  | Base Product | Ultra Low Loss (ULL) OM5 MPO24 (Unpinned) to MPO24 (Pinned), Fiber Trunk Cable Assembly, 24-Fiber, Low Smoke Zero Halogen (LSZH) | CommScope® | SYSTIMAX ULL |  | Fiber trunk cable assembly
UJVMPMPCD |  | Base Product | Ultra Low Loss ULL LazrSPEED® 550 OM5 MPO(Unpinned) to MPO(Unpinned) Pre-terminated Trunk Cable, MPO12, 12-Fiber, LSZH, 12 fiber PmP 2.0 mm Dca | CommScope® | SYSTIMAX ULL |  | Fiber trunk cable assembly
UJGQXQXBM |  | Base Product | Ultra Low Loss (ULL) Singlemode MPO QSFP (Pinned) to MPO QSFP (Pinned), Pre-terminated Trunk Cable, MPO8, 144-Fiber, Low Smoke Zero Halogen (LSZH)/Riser | CommScope® | SYSTIMAX ULL |  | Fiber trunk cable assembly
UJVMPMPCF |  | Base Product | Ultra Low Loss ULL LazrSPEED® 550 OM5 MPO(Unpinned) to MPO(Unpinned) Pre-terminated Trunk Cable, MPO12, 24-Fiber, LSZH, 12 fiber PmP 2.0 mm Dca | CommScope® | SYSTIMAX ULL |  | Fiber trunk cable assembly
UJV2P2XBH |  | Base Product | Ultra Low Loss (ULL) OM5 MPO24 (Unpinned) to MPO24 (Pinned), Fiber Trunk Cable Assembly, 48-Fiber, Low Smoke Zero Halogen (LSZH) | CommScope® | SYSTIMAX ULL |  | Fiber trunk cable assembly
UJGQXQXQ8 |  | Base Product | Ultra Low Loss (ULL) Singlemode MPO8 QSFP (Pinned) to MPO8 QSFP (Pinned), Fiber Trunk Cable Assembly, 8-Fiber, Low Smoke Zero Halogen | CommScope® | SYSTIMAX ULL |  | Fiber trunk cable assembly
UJVMPMPCM |  | Base Product | Ultra Low Loss ULL LazrSPEED® 550 OM5 MPO(Unpinned) to MPO(Unpinned) Pre-terminated Trunk Cable, MPO12, 144-Fiber, LSZH, 12 fiber PmP 2.0 mm Dca | CommScope® | SYSTIMAX ULL |  | Fiber trunk cable assembly
UJVMPMXCF |  | Base Product | Ultra Low Loss ULL LazrSPEED® 550 OM5 MPO(Unpinned) to MPO(Pinned) Pre-terminated Trunk Cable, MPO12, 24-Fiber, LSZH, 12 fiber PmP 2.0 mm Dca | CommScope® | SYSTIMAX ULL |  | Fiber trunk cable assembly
UJVMPMPCG |  | Base Product | Ultra Low Loss ULL LazrSPEED® 550 OM5 MPO(Unpinned) to MPO(Unpinned) Pre-terminated Trunk Cable, MPO12, 36-Fiber, LSZH, 12 fiber PmP 2.0 mm Dca | CommScope® | SYSTIMAX ULL |  | Fiber trunk cable assembly
UJGMXUCAH |  | Base Product | Ultra Low Loss (ULL) Singlemode MPO12 (Pinned) to Unconnectorized, Fiber Trunk Cable Assembly, 48-Fiber, Low Smoke Zero Halogen/Riser | CommScope® | SYSTIMAX ULL |  | Fiber trunk cable assembly
UJGMXUCCL |  | Base Product | Ultra Low Loss ULL TeraSPEED® MPO(Pinned) to Unconnectorized Pre-terminated Trunk Cable, MPO12, 96-Fiber, LSZH, 12 fiber PmP 2.0 mm Dca | CommScope® | SYSTIMAX ULL |  | Fiber trunk cable assembly
UJVMPMXCG |  | Base Product | Ultra Low Loss ULL LazrSPEED® 550 OM5 MPO(Unpinned) to MPO(Pinned) Pre-terminated Trunk Cable, MPO12, 36-Fiber, LSZH, 12 fiber PmP 2.0 mm Dca | CommScope® | SYSTIMAX ULL |  | Fiber trunk cable assembly
UJVMPMPCH |  | Base Product | Ultra Low Loss ULL LazrSPEED® 550 OM5 MPO(Unpinned) to MPO(Unpinned) Pre-terminated Trunk Cable, MPO12, 48-Fiber, LSZH, 12 fiber PmP 2.0 mm Dca | CommScope® | SYSTIMAX ULL |  | Fiber trunk cable assembly
UJVMXMXAK |  | Base Product | Ultra Low Loss (ULL) OM5 MPO12 (Pinned) to MPO12 (Pinned), Fiber Trunk Cable Assembly, 72-Fiber, Low Smoke Zero Halogen (LSZH) | CommScope® | SYSTIMAX ULL |  | Fiber trunk cable assembly
UJGQPQXBM |  | Base Product | Ultra Low Loss (ULL) Singlemode MPO QSFP (Unpinned) to MPO QSFP (Pinned), Pre-terminated Trunk Cable, MPO8, 144-Fiber, Low Smoke Zero Halogen (LSZH)/Riser | CommScope® | SYSTIMAX ULL |  | Fiber trunk cable assembly
UJVMXMXAL |  | Base Product | Ultra Low Loss (ULL) OM5 MPO12 (Pinned) to MPO12 (Pinned), Fiber Trunk Cable Assembly, 96-Fiber, Low Smoke Zero Halogen (LSZH) | CommScope® | SYSTIMAX ULL |  | Fiber trunk cable assembly
UJGQXQXQH |  | Base Product | Ultra Low Loss (ULL) Singlemode MPO8 QSFP (Pinned) to MPO8 QSFP (Pinned), Fiber Trunk Cable Assembly, 48-Fiber, Low Smoke Zero Halogen | CommScope® | SYSTIMAX ULL |  | Fiber trunk cable assembly
UJVMPMPCK |  | Base Product | Ultra Low Loss ULL LazrSPEED® 550 OM5 MPO(Unpinned) to MPO(Unpinned) Pre-terminated Trunk Cable, MPO12, 72-Fiber, LSZH, 12 fiber PmP 2.0 mm Dca | CommScope® | SYSTIMAX ULL |  | Fiber trunk cable assembly
UJV2P2XBM |  | Base Product | Ultra Low Loss (ULL) OM5 MPO24 (Unpinned) to MPO24 (Pinned), Fiber Trunk Cable Assembly, 144-Fiber, Low Smoke Zero Halogen (LSZH) | CommScope® | SYSTIMAX ULL |  | Fiber trunk cable assembly
UJVMXUCCD |  | Base Product | Ultra Low Loss ULL LazrSPEED® 550 OM5 MPO(Pinned) to Unconnectorized Pre-terminated Trunk Cable, MPO12, 12-Fiber, LSZH, 12 fiber PmP 2.0 mm Dca | CommScope® | SYSTIMAX ULL |  | Fiber trunk cable assembly
UJVMXMXAM |  | Base Product | Ultra Low Loss (ULL) OM5, MPO12 Pinned to MPO12 Pinned, Fiber Trunk Cable Assembly, 144-Fiber, Low Smoke Zero Halogen | CommScope® | SYSTIMAX ULL |  | Fiber trunk cable assembly
UJVMPMXCK |  | Base Product | Ultra Low Loss ULL LazrSPEED® 550 OM5 MPO(Unpinned) to MPO(Pinned) Pre-terminated Trunk Cable, MPO12, 72-Fiber, LSZH, 12 fiber PmP 2.0 mm Dca | CommScope® | SYSTIMAX ULL |  | Fiber trunk cable assembly
UJX2X2XBK |  | Base Product | Ultra Low Loss (ULL) OM4 MPO24 (Pinned) to MPO24 (Pinned), Fiber Trunk Cable Assembly, 72-Fiber, Low Smoke Zero Halogen (LSZH) | CommScope® | SYSTIMAX ULL |  | Fiber trunk cable assembly
UJVMXMXCD |  | Base Product | Ultra Low Loss ULL LazrSPEED® 550 OM5 MPO(Pinned) to MPO(Pinned) Pre-terminated Trunk Cable, MPO12, 12-Fiber, LSZH, 12 fiber PmP 2.0 mm Dca | CommScope® | SYSTIMAX ULL |  | Fiber trunk cable assembly
UJXMPMXAD |  | Base Product | Ultra Low Loss (ULL) OM4 MPO12 (Unpinned) to MPO12 (Pinned), Fiber Trunk Cable Assembly, 12-Fiber, Low Smoke Zero Halogen (LSZH) | CommScope® | SYSTIMAX ULL |  | Fiber trunk cable assembly
UJVQXQXQS |  | Base Product | Ultra Low Loss (ULL) OM5 MPO QSFP (Pinned) to MPO QSFP (Pinned), Pre-terminated Trunk Cable, MPO8, 32-Fiber, Low Smoke Zero Halogen (LSZH) | CommScope® | SYSTIMAX ULL |  | Fiber trunk cable assembly
UJVQPQXQL |  | Base Product | Ultra Low Loss (ULL) OM5, MPO8 QSFP Unpinned to MPO8 QSFP Pinned, Fiber Trunk Cable Assembly, 96-Fiber, Low Smoke Zero Halogen | CommScope® | SYSTIMAX ULL |  | Fiber trunk cable assembly
UJVQXQXQU |  | Base Product | Ultra Low Loss (ULL) OM5, MPO8 QSFP Pinned to MPO8 QSFP Pinned, Fiber Trunk Cable Assembly, 64-Fiber, Low Smoke Zero Halogen | CommScope® | SYSTIMAX ULL |  | Fiber trunk cable assembly
UJVMXMXCF |  | Base Product | Ultra Low Loss ULL LazrSPEED® 550 OM5 MPO(Pinned) to MPO(Pinned) Pre-terminated Trunk Cable, MPO12, 24-Fiber, LSZH, 12 fiber PmP 2.0 mm Dca | CommScope® | SYSTIMAX ULL |  | Fiber trunk cable assembly
UJXMPMXAF |  | Base Product | Ultra Low Loss (ULL) OM4 MPO12 (Unpinned) to MPO12 (Pinned), Fiber Trunk Cable Assembly, 24-Fiber, Low Smoke Zero Halogen (LSZH) | CommScope® | SYSTIMAX ULL |  | Fiber trunk cable assembly
UJVMPMXAK |  | Base Product | Ultra Low Loss (ULL) OM5 MPO12 (Unpinned) to MPO12 (Pinned), Fiber Trunk Cable Assembly, 72-Fiber, Low Smoke Zero Halogen (LSZH) | CommScope® | SYSTIMAX ULL |  | Fiber trunk cable assembly
UJXMPMPCD |  | Base Product | Ultra Low Loss ULL LazrSPEED® 550 MPO(Unpinned) to MPO(Unpinned) Pre-terminated Trunk Cable, MPO12, 12-Fiber, LSZH, 12 fiber PmP 2.0 mm Dca | CommScope® | SYSTIMAX ULL |  | Fiber trunk cable assembly
UJVMXMXCG |  | Base Product | Ultra Low Loss ULL LazrSPEED® 550 OM5 MPO(Pinned) to MPO(Pinned) Pre-terminated Trunk Cable, MPO12, 36-Fiber, LSZH, 12 fiber PmP 2.0 mm Dca | CommScope® | SYSTIMAX ULL |  | Fiber trunk cable assembly
UJVQPQXQS |  | Base Product | Ultra Low Loss (ULL) OM5 MPO QSFP (Unpinned) to MPO QSFP (Pinned), Pre-terminated Trunk Cable, MPO8, 32-Fiber, Low Smoke Zero Halogen (LSZH) | CommScope® | SYSTIMAX ULL |  | Fiber trunk cable assembly
UJXMPMXAH |  | Base Product | Ultra Low Loss (ULL) OM4 MPO12 (Unpinned) to MPO12 (Pinned), Fiber Trunk Cable Assembly, 48-Fiber, Low Smoke Zero Halogen (LSZH) | CommScope® | SYSTIMAX ULL |  | Fiber trunk cable assembly
UJVQPQXQU |  | Base Product | Ultra Low Loss (ULL) OM5, MPO8 QSFP Unpinned to MPO8 QSFP Pinned, Fiber Trunk Cable Assembly, 64-Fiber, Low Smoke Zero Halogen | CommScope® | SYSTIMAX ULL |  | Fiber trunk cable assembly
UJVMXUCCL |  | Base Product | Ultra Low Loss ULL LazrSPEED® 550 OM5 MPO(Pinned) to Unconnectorized Pre-terminated Trunk Cable, MPO12, 96-Fiber, LSZH, 12 fiber PmP 2.0 mm Dca | CommScope® | SYSTIMAX ULL |  | Fiber trunk cable assembly
UJXMPMPCG |  | Base Product | Ultra Low Loss ULL LazrSPEED® 550 MPO(Unpinned) to MPO(Unpinned) Pre-terminated Trunk Cable, MPO12, 36-Fiber, LSZH, 12 fiber PmP 2.0 mm Dca | CommScope® | SYSTIMAX ULL |  | Fiber trunk cable assembly
UJXMPMXAK |  | Base Product | Ultra Low Loss (ULL) OM4 MPO12 (Unpinned) to MPO12 (Pinned), Fiber Trunk Cable Assembly, 72-Fiber, Low Smoke Zero Halogen (LSZH) | CommScope® | SYSTIMAX ULL |  | Fiber trunk cable assembly
UJVMXMXAH |  | Base Product | Ultra Low Loss (ULL) OM5 MPO12 (Pinned) to MPO12 (Pinned), Fiber Trunk Cable Assembly, 48-Fiber, Low Smoke Zero Halogen (LSZH) | CommScope® | SYSTIMAX ULL |  | Fiber trunk cable assembly
UJX2P2XBL |  | Base Product | Ultra Low Loss (ULL) OM4 MPO24 (Unpinned) to MPO24 (Pinned), Fiber Trunk Cable Assembly, 96-Fiber, Low Smoke Zero Halogen (LSZH) | CommScope® | SYSTIMAX ULL |  | Fiber trunk cable assembly
UJVMXMXCL |  | Base Product | Ultra Low Loss ULL LazrSPEED® 550 OM5 MPO(Pinned) to MPO(Pinned) Pre-terminated Trunk Cable, MPO12, 96-Fiber, LSZH, 12 fiber PmP 2.0 mm Dca | CommScope® | SYSTIMAX ULL |  | Fiber trunk cable assembly
UJXMPMPCH |  | Base Product | Ultra Low Loss ULL LazrSPEED® 550 MPO(Unpinned) to MPO(Unpinned) Pre-terminated Trunk Cable, MPO12, 48-Fiber, LSZH, 12 fiber PmP 2.0 mm Dca | CommScope® | SYSTIMAX ULL |  | Fiber trunk cable assembly
UJXMPMXAL |  | Base Product | Ultra Low Loss (ULL) OM4 MPO12 (Unpinned) to MPO12 (Pinned), Fiber Trunk Cable Assembly, 96-Fiber, Low Smoke Zero Halogen (LSZH) | CommScope® | SYSTIMAX ULL |  | Fiber trunk cable assembly
UJX2P2XBM |  | Base Product | Ultra Low Loss (ULL) OM4 MPO (Unpinned) to MPO (Pinned), Fiber Trunk Cable Assembly, 144-Fiber, Low Smoke Zero Halogen (LSZH) | CommScope® | SYSTIMAX ULL |  | Fiber trunk cable assembly
UJXMXMXAM |  | Base Product | Ultra Low Loss (ULL) OM4 MPO12 (Pinned) to MPO12 (Pinned), Fiber Trunk Cable Assembly, 144-Fiber, Low Smoke Zero Halogen (LSZH) | CommScope® | SYSTIMAX ULL |  | Fiber trunk cable assembly
UJVMXMXCM |  | Base Product | Ultra Low Loss ULL LazrSPEED® 550 OM5 MPO(Pinned) to MPO(Pinned) Pre-terminated Trunk Cable, MPO12, 144-Fiber, Dual Rated LSZH/Riser, 12 fiber PmP 2.0 mm Dca | CommScope® | SYSTIMAX ULL |  | Fiber trunk cable assembly
UJX2X2XBF |  | Base Product | Ultra Low Loss (ULL) OM4 MPO24 (Pinned) to MP/24 (Pinned), Fiber Trunk Cable Assembly, 24-Fiber, Low Smoke Zero Halogen (LSZH) | CommScope® | SYSTIMAX ULL |  | Fiber trunk cable assembly
UJXMPMXAM |  | Base Product | Ultra Low Loss (ULL) OM4 MPO12 (Unpinned) to MPO12 (Pinned), Fiber Trunk Cable Assembly, 144-Fiber, Low Smoke Zero Halogen (LSZH) | CommScope® | SYSTIMAX ULL |  | Fiber trunk cable assembly
UJXMXMXCD |  | Base Product | Ultra Low Loss ULL LazrSPEED® 550 MPO(Pinned) to MPO(Pinned) Pre-terminated Trunk Cable, MPO12, 12-Fiber, LSZH, 12 fiber PmP 2.0 mm Dca | CommScope® | SYSTIMAX ULL |  | Fiber trunk cable assembly
UJX2X2XBH |  | Base Product | Ultra Low Loss (ULL) OM4 MPO24 (Pinned) to MP/24 (Pinned), Fiber Trunk Cable Assembly, 48-Fiber, Low Smoke Zero Halogen (LSZH) | CommScope® | SYSTIMAX ULL |  | Fiber trunk cable assembly
UJVQPQXQ8 |  | Base Product | Ultra Low Loss (ULL) OM5 MPO8 QSFP (Unpinned) to MPO8 QSFP (Pinned), Fiber Trunk Cable Assembly, 8-Fiber, Low Smoke Zero Halogen | CommScope® | SYSTIMAX ULL |  | Fiber trunk cable assembly
UJXMXMXCF |  | Base Product | Ultra Low Loss ULL LazrSPEED® 550 MPO(Pinned) to MPO(Pinned) Pre-terminated Trunk Cable, MPO12, 24-Fiber, LSZH, 12 fiber PmP 2.0 mm Dca | CommScope® | SYSTIMAX ULL |  | Fiber trunk cable assembly
UJVQXQXQH |  | Base Product | Ultra Low Loss (ULL) OM5 MPO QSFP (Pinned) to MPO QSFP (Pinned), Pre-terminated Cable, MPO8, 48-Fiber, Low Smoke Zero Halogen (LSZH) | CommScope® | SYSTIMAX ULL |  | Fiber trunk cable assembly
UJXMPMXCD |  | Base Product | Ultra Low Loss ULL LazrSPEED® 550 MPO(Unpinned) to MPO(Pinned) Pre-terminated Trunk Cable, MPO12, 12-Fiber, LSZH, 12 fiber PmP 2.0 mm Dca | CommScope® | SYSTIMAX ULL |  | Fiber trunk cable assembly
UJXMPMXCM |  | Base Product | Ultra Low Loss ULL LazrSPEED® 550 MPO(Unpinned) to MPO(Pinned) Pre-terminated Trunk Cable, MPO12, 144-Fiber, LSZH, 12 fiber PmP 2.0 mm Dca | CommScope® | SYSTIMAX ULL |  | Fiber trunk cable assembly
UJVQPQXQF |  | Base Product | Ultra Low Loss (ULL) OM5 MPO8 QSFP (Unpinned) to MPO8 QSFP (Pinned), Fiber Trunk Cable Assembly, 24-Fiber, Low Smoke Zero Halogen (LSZH) | CommScope® | SYSTIMAX ULL |  | Fiber trunk cable assembly
UJXQPQXQS |  | Base Product | Ultra Low Loss (ULL) OM4 MPO8 QSFP (Unpinned) to MPO8 QSFP (Pinned), Fiber Trunk Cable Assembly, 32-Fiber, Low Smoke Zero Halogen (LSZH) | CommScope® | SYSTIMAX ULL |  | Fiber trunk cable assembly
UJXMXUCCK |  | Base Product | Ultra Low Loss ULL LazrSPEED® 550 MPO(Pinned) to Unconnectorized Pre-terminated Trunk Cable, MPO12, 72-Fiber, LSZH, 12 fiber PmP 2.0 mm Dca | CommScope® | SYSTIMAX ULL |  | Fiber trunk cable assembly
UJXQXQXQU |  | Base Product | Ultra Low Loss (ULL) OM4 MPO8 QSFP (Pinned) to MPO8 QSFP (Pinned), Fiber Trunk Cable Assembly, 64-Fiber, Low Smoke Zero Halogen (LSZH) | CommScope® | SYSTIMAX ULL |  | Fiber trunk cable assembly
UKGMPMPSX |  | Base Product | Ultra Low Loss Singlemode MPO12 Unpinned to MPO12 Unpinned 864-Fiber Pre-terminated Trunk Cable, Rollable Ribbon Indoor/Outdoor Armored Central Tube, Low Smoke Zero Halogen/Riser | CommScope® | SYSTIMAX ULL |  | Fiber trunk cable assembly
UJXMXMXAD |  | Base Product | Ultra Low Loss (ULL) OM4 MPO12 (Pinned) to MPO12 (Pinned), Fiber Trunk Cable Assembly, 12-Fiber, Low Smoke Zero Halogen (LSZH) | CommScope® | SYSTIMAX ULL |  | Fiber trunk cable assembly
UJXQPQXQU |  | Base Product | Ultra Low Loss (ULL) OM4 MPO8 QSFP (Unpinned) to MPO8 QSFP (Pinned), Fiber Trunk Cable Assembly, 64-Fiber, Low Smoke Zero Halogen (LSZH) | CommScope® | SYSTIMAX ULL |  | Fiber trunk cable assembly
UJXMXMXCH |  | Base Product | Ultra Low Loss ULL LazrSPEED® 550 MPO(Pinned) to MPO(Pinned) Pre-terminated Trunk Cable, MPO12, 48-Fiber, LSZH, 12 fiber PmP 2.0 mm Dca | CommScope® | SYSTIMAX ULL |  | Fiber trunk cable assembly
UNGMPLFCF |  | Base Product | Ultra Low Loss ULL TeraSPEED® MPO(Unpinned) to LC/UPC G B Ruggedized fanout Cable, 24-Fiber, LSZH, 12 fiber PmP 2.0 mm Dca | CommScope® | SYSTIMAX ULL |  | Ruggedized fanout
UNGMXSACK |  | Base Product | Ultra Low Loss ULL TeraSPEED® MPO(Pinned) to SC/APC Ruggedized fanout Cable, 72-Fiber, LSZH, 12 fiber PmP 2.0 mm Dca | CommScope® | SYSTIMAX ULL |  | Ruggedized fanout
UNGMXLFCD |  | Base Product | Ultra Low Loss ULL TeraSPEED® MPO(Pinned) to LC/UPC G B Ruggedized fanout Cable, 12-Fiber, LSZH, 12 fiber PmP 2.0 mm Dca | CommScope® | SYSTIMAX ULL |  | Ruggedized fanout
UNGMXSCCM |  | Base Product | Ultra Low Loss ULL TeraSPEED® MPO(Pinned) to SC/UPC Ruggedized fanout Cable, 144-Fiber, LSZH, 12 fiber PmP 2.0 mm Dca | CommScope® | SYSTIMAX ULL |  | Ruggedized fanout
UNVLCLCCK |  | Base Product | Ultra Low Loss ULL LazrSPEED® 550 OM5 LC/UPC to LC/UPC Ruggedized fanout Cable, 72-Fiber, LSZH, 12 fiber PmP 2.0 mm Dca | CommScope® | SYSTIMAX ULL |  | Ruggedized fanout
UNGSCSCCG |  | Base Product | Ultra Low Loss ULL TeraSPEED® SC/UPC to SC/UPC Ruggedized fanout Cable, 36-Fiber, LSZH, 12 fiber PmP 2.0 mm Dca | CommScope® | SYSTIMAX ULL |  | Ruggedized fanout
UNGMXSACD |  | Base Product | Ultra Low Loss ULL TeraSPEED® MPO(Pinned) to SC/APC Ruggedized fanout Cable, 12-Fiber, LSZH, 12 fiber PmP 2.0 mm Dca | CommScope® | SYSTIMAX ULL |  | Ruggedized fanout
UNGSASACF |  | Base Product | Ultra Low Loss ULL TeraSPEED® SC/APC to SC/APC Ruggedized fanout Cable, 24-Fiber, LSZH, 12 fiber PmP 2.0 mm Dca | CommScope® | SYSTIMAX ULL |  | Ruggedized fanout
UNGMXSACF |  | Base Product | Ultra Low Loss ULL TeraSPEED® MPO(Pinned) to SC/APC Ruggedized fanout Cable, 24-Fiber, LSZH, 12 fiber PmP 2.0 mm Dca | CommScope® | SYSTIMAX ULL |  | Ruggedized fanout
UNVMPLCCK |  | Base Product | Ultra Low Loss ULL LazrSPEED® 550 OM5 MPO(Unpinned) to LC/UPC Ruggedized fanout Cable, 72-Fiber, LSZH, 12 fiber PmP 2.0 mm Dca | CommScope® | SYSTIMAX ULL |  | Ruggedized fanout
UNVLULUCD |  | Base Product | Ultra Low Loss ULL LazrSPEED® 550 OM5 LC/UPC Uniboot to LC/UPC Uniboot Ruggedized fanout Cable, 12-Fiber, LSZH, 12 fiber PmP 2.0 mm Dca | CommScope® | SYSTIMAX ULL |  | Ruggedized fanout
UNVMPLUCM |  | Base Product | Ultra Low Loss ULL LazrSPEED® 550 OM5 MPO(Unpinned) to LC/UPC Uniboot Ruggedized fanout Cable, 144-Fiber, LSZH, 12 fiber PmP 2.0 mm Dca | CommScope® | SYSTIMAX ULL |  | Ruggedized fanout
UNGMXSCCF |  | Base Product | Ultra Low Loss ULL TeraSPEED® MPO(Pinned) to SC/UPC Ruggedized fanout Cable, 24-Fiber, LSZH, 12 fiber PmP 2.0 mm Dca | CommScope® | SYSTIMAX ULL |  | Ruggedized fanout
UNVMPLCCL |  | Base Product | Ultra Low Loss ULL LazrSPEED® 550 OM5 MPO(Unpinned) to LC/UPC Ruggedized fanout Cable, 96-Fiber, LSZH, 12 fiber PmP 2.0 mm Dca | CommScope® | SYSTIMAX ULL |  | Ruggedized fanout
UNVLULUCF |  | Base Product | Ultra Low Loss ULL LazrSPEED® 550 OM5 LC/UPC Uniboot to LC/UPC Uniboot Ruggedized fanout Cable, 24-Fiber, LSZH, 12 fiber PmP 2.0 mm Dca | CommScope® | SYSTIMAX ULL |  | Ruggedized fanout
UNGSCSCCM |  | Base Product | Ultra Low Loss ULL TeraSPEED® SC/UPC to SC/UPC Ruggedized fanout Cable, 144-Fiber, LSZH, 12 fiber PmP 2.0 mm Dca | CommScope® | SYSTIMAX ULL |  | Ruggedized fanout
UNVMPSCCD |  | Base Product | Ultra Low Loss ULL LazrSPEED® 550 OM5 MPO(Unpinned) to SC/UPC Ruggedized fanout Cable, 12-Fiber, LSZH, 12 fiber PmP 2.0 mm Dca | CommScope® | SYSTIMAX ULL |  | Ruggedized fanout
UNVMPLCCM |  | Base Product | Ultra Low Loss ULL LazrSPEED® 550 OM5 MPO(Unpinned) to LC/UPC Ruggedized fanout Cable, 144-Fiber, LSZH, 12 fiber PmP 2.0 mm Dca | CommScope® | SYSTIMAX ULL |  | Ruggedized fanout
UNGSASACK |  | Base Product | Ultra Low Loss ULL TeraSPEED® SC/APC to SC/APC Ruggedized fanout Cable, 72-Fiber, LSZH, 12 fiber PmP 2.0 mm Dca | CommScope® | SYSTIMAX ULL |  | Ruggedized fanout
UNVLULUCH |  | Base Product | Ultra Low Loss ULL LazrSPEED® 550 OM5 LC/UPC Uniboot to LC/UPC Uniboot Ruggedized fanout Cable, 48-Fiber, LSZH, 12 fiber PmP 2.0 mm Dca | CommScope® | SYSTIMAX ULL |  | Ruggedized fanout
UNVLCLCCF |  | Base Product | Ultra Low Loss ULL LazrSPEED® 550 OM5 LC/UPC to LC/UPC Ruggedized fanout Cable, 24-Fiber, LSZH, 12 fiber PmP 2.0 mm Dca | CommScope® | SYSTIMAX ULL |  | Ruggedized fanout
UNGMXSCCK |  | Base Product | Ultra Low Loss ULL TeraSPEED® MPO(Pinned) to SC/UPC Ruggedized fanout Cable, 72-Fiber, LSZH, 12 fiber PmP 2.0 mm Dca | CommScope® | SYSTIMAX ULL |  | Ruggedized fanout
UNGSASACL |  | Base Product | Ultra Low Loss ULL TeraSPEED® SC/APC to SC/APC Ruggedized fanout Cable, 96-Fiber, LSZH, 12 fiber PmP 2.0 mm Dca | CommScope® | SYSTIMAX ULL |  | Ruggedized fanout
UNVMPSCCG |  | Base Product | Ultra Low Loss ULL LazrSPEED® 550 OM5 MPO(Unpinned) to SC/UPC Ruggedized fanout Cable, 36-Fiber, LSZH, 12 fiber PmP 2.0 mm Dca | CommScope® | SYSTIMAX ULL |  | Ruggedized fanout
UNVLULUCK |  | Base Product | Ultra Low Loss ULL LazrSPEED® 550 OM5 LC/UPC Uniboot to LC/UPC Uniboot Ruggedized fanout Cable, 72-Fiber, LSZH, 12 fiber PmP 2.0 mm Dca | CommScope® | SYSTIMAX ULL |  | Ruggedized fanout
UNVLCLCCG |  | Base Product | Ultra Low Loss ULL LazrSPEED® 550 OM5 LC/UPC to LC/UPC Ruggedized fanout Cable, 36-Fiber, LSZH, 12 fiber PmP 2.0 mm Dca | CommScope® | SYSTIMAX ULL |  | Ruggedized fanout
UNVMPLUCG |  | Base Product | Ultra Low Loss ULL LazrSPEED® 550 OM5 MPO(Unpinned) to LC/UPC Uniboot Ruggedized fanout Cable, 36-Fiber, LSZH, 12 fiber PmP 2.0 mm Dca | CommScope® | SYSTIMAX ULL |  | Ruggedized fanout
UNVMPLCCD |  | Base Product | Ultra Low Loss ULL LazrSPEED® 550 OM5 MPO(Unpinned) to LC/UPC Ruggedized fanout Cable, 12-Fiber, LSZH, 12 fiber PmP 2.0 mm Dca | CommScope® | SYSTIMAX ULL |  | Ruggedized fanout
UNVLCLCCH |  | Base Product | Ultra Low Loss ULL LazrSPEED® 550 OM5 LC/UPC to LC/UPC Ruggedized fanout Cable, 48-Fiber, LSZH, 12 fiber PmP 2.0 mm Dca | CommScope® | SYSTIMAX ULL |  | Ruggedized fanout
UNVLULUCL |  | Base Product | Ultra Low Loss ULL LazrSPEED® 550 OM5 LC/UPC Uniboot to LC/UPC Uniboot Ruggedized fanout Cable, 96-Fiber, LSZH, 12 fiber PmP 2.0 mm Dca | CommScope® | SYSTIMAX ULL |  | Ruggedized fanout
UNVMXLCCM |  | Base Product | Ultra Low Loss ULL LazrSPEED® 550 OM5 MPO(Pinned) to LC/UPC Ruggedized fanout Cable, 144-Fiber, LSZH, 12 fiber PmP 2.0 mm Dca | CommScope® | SYSTIMAX ULL |  | Ruggedized fanout
UNGSCSCCD |  | Base Product | Ultra Low Loss ULL TeraSPEED® SC/UPC to SC/UPC Ruggedized fanout Cable, 12-Fiber, LSZH, 12 fiber PmP 2.0 mm Dca | CommScope® | SYSTIMAX ULL |  | Ruggedized fanout
UNVLULUCM |  | Base Product | Ultra Low Loss ULL LazrSPEED® 550 OM5 LC/UPC Uniboot to LC/UPC Uniboot Ruggedized fanout Cable, 144-Fiber, LSZH, 12 fiber PmP 2.0 mm Dca | CommScope® | SYSTIMAX ULL |  | Ruggedized fanout
UNVMXSCCF |  | Base Product | Ultra Low Loss ULL LazrSPEED® 550 OM5 MPO(Pinned) to SC/UPC Ruggedized fanout Cable, 24-Fiber, LSZH, 12 fiber PmP 2.0 mm Dca | CommScope® | SYSTIMAX ULL |  | Ruggedized fanout
UNVMPLUCK |  | Base Product | Ultra Low Loss ULL LazrSPEED® 550 OM5 MPO(Unpinned) to LC/UPC Uniboot Ruggedized fanout Cable, 72-Fiber, LSZH, 12 fiber PmP 2.0 mm Dca | CommScope® | SYSTIMAX ULL |  | Ruggedized fanout
UNVMXSCCG |  | Base Product | Ultra Low Loss ULL LazrSPEED® 550 OM5 MPO(Pinned) to SC/UPC Ruggedized fanout Cable, 36-Fiber, LSZH, 12 fiber PmP 2.0 mm Dca | CommScope® | SYSTIMAX ULL |  | Ruggedized fanout
UNVMPLUCL |  | Base Product | Ultra Low Loss ULL LazrSPEED® 550 OM5 MPO(Unpinned) to LC/UPC Uniboot Ruggedized fanout Cable, 96-Fiber, LSZH, 12 fiber PmP 2.0 mm Dca | CommScope® | SYSTIMAX ULL |  | Ruggedized fanout
UNXLULUCD |  | Base Product | Ultra Low Loss ULL LazrSPEED® 550 LC/UPC Uniboot to LC/UPC Uniboot Ruggedized fanout Cable, 12-Fiber, LSZH, 12 fiber PmP 2.0 mm Dca | CommScope® | SYSTIMAX ULL |  | Ruggedized fanout
UNVMXLCCF |  | Base Product | Ultra Low Loss ULL LazrSPEED® 550 OM5 MPO(Pinned) to LC/UPC Ruggedized fanout Cable, 24-Fiber, LSZH, 12 fiber PmP 2.0 mm Dca | CommScope® | SYSTIMAX ULL |  | Ruggedized fanout
UNVSCSCCL |  | Base Product | Ultra Low Loss ULL LazrSPEED® 550 OM5 SC/UPC to SC/UPC Ruggedized fanout Cable, 96-Fiber, LSZH, 12 fiber PmP 2.0 mm Dca | CommScope® | SYSTIMAX ULL |  | Ruggedized fanout
UNVMPSCCL |  | Base Product | Ultra Low Loss ULL LazrSPEED® 550 OM5 MPO(Unpinned) to SC/UPC Ruggedized fanout Cable, 96-Fiber, LSZH, 12 fiber PmP 2.0 mm Dca | CommScope® | SYSTIMAX ULL |  | Ruggedized fanout
UNVMXSCCH |  | Base Product | Ultra Low Loss ULL LazrSPEED® 550 OM5 MPO(Pinned) to SC/UPC Ruggedized fanout Cable, 48-Fiber, LSZH, 12 fiber PmP 2.0 mm Dca | CommScope® | SYSTIMAX ULL |  | Ruggedized fanout
UNVMXLUCG |  | Base Product | Ultra Low Loss ULL LazrSPEED® 550 OM5 MPO(Pinned) to LC/UPC Uniboot Ruggedized fanout Cable, 36-Fiber, LSZH, 12 fiber PmP 2.0 mm Dca | CommScope® | SYSTIMAX ULL |  | Ruggedized fanout
UNXLULUCF |  | Base Product | Ultra Low Loss ULL LazrSPEED® 550 LC/UPC Uniboot to LC/UPC Uniboot Ruggedized fanout Cable, 24-Fiber, LSZH, 12 fiber PmP 2.0 mm Dca | CommScope® | SYSTIMAX ULL |  | Ruggedized fanout
UNVSCSCCM |  | Base Product | Ultra Low Loss ULL LazrSPEED® 550 OM5 SC/UPC to SC/UPC Ruggedized fanout Cable, 144-Fiber, LSZH, 12 fiber PmP 2.0 mm Dca | CommScope® | SYSTIMAX ULL |  | Ruggedized fanout
UNVMXLCCG |  | Base Product | Ultra Low Loss ULL LazrSPEED® 550 OM5 MPO(Pinned) to LC/UPC Ruggedized fanout Cable, 36-Fiber, LSZH, 12 fiber PmP 2.0 mm Dca | CommScope® | SYSTIMAX ULL |  | Ruggedized fanout
UNVMXSCCK |  | Base Product | Ultra Low Loss ULL LazrSPEED® 550 OM5 MPO(Pinned) to SC/UPC Ruggedized fanout Cable, 72-Fiber, LSZH, 12 fiber PmP 2.0 mm Dca | CommScope® | SYSTIMAX ULL |  | Ruggedized fanout
UNVMPSCCM |  | Base Product | Ultra Low Loss ULL LazrSPEED® 550 OM5 MPO(Unpinned) to SC/UPC Ruggedized fanout Cable, 144-Fiber, LSZH, 12 fiber PmP 2.0 mm Dca | CommScope® | SYSTIMAX ULL |  | Ruggedized fanout
UNXLULUCG |  | Base Product | Ultra Low Loss ULL LazrSPEED® 550 LC/UPC Uniboot to LC/UPC Uniboot Ruggedized fanout Cable, 36-Fiber, LSZH, 12 fiber PmP 2.0 mm Dca | CommScope® | SYSTIMAX ULL |  | Ruggedized fanout
UNVMXLUCK |  | Base Product | Ultra Low Loss ULL LazrSPEED® 550 OM5 MPO(Pinned) to LC/UPC Uniboot Ruggedized fanout Cable, 72-Fiber, LSZH, 12 fiber PmP 2.0 mm Dca | CommScope® | SYSTIMAX ULL |  | Ruggedized fanout
UNXMPLUCD |  | Base Product | Ultra Low Loss ULL LazrSPEED® 550 MPO(Unpinned) to LC/UPC Uniboot Ruggedized fanout Cable, 12-Fiber, LSZH, 12 fiber PmP 2.0 mm Dca | CommScope® | SYSTIMAX ULL |  | Ruggedized fanout
UNXLULUCH |  | Base Product | Ultra Low Loss ULL LazrSPEED® 550 LC/UPC Uniboot to LC/UPC Uniboot Ruggedized fanout Cable, 48-Fiber, LSZH, 12 fiber PmP 2.0 mm Dca | CommScope® | SYSTIMAX ULL |  | Ruggedized fanout
UNVMXLCCK |  | Base Product | Ultra Low Loss ULL LazrSPEED® 550 OM5 MPO(Pinned) to LC/UPC Ruggedized fanout Cable, 72-Fiber, LSZH, 12 fiber PmP 2.0 mm Dca | CommScope® | SYSTIMAX ULL |  | Ruggedized fanout
UNXLULUCK |  | Base Product | Ultra Low Loss ULL LazrSPEED® 550 LC/UPC Uniboot to LC/UPC Uniboot Ruggedized fanout Cable, 72-Fiber, LSZH, 12 fiber PmP 2.0 mm Dca | CommScope® | SYSTIMAX ULL |  | Ruggedized fanout
UNVSCSCCD |  | Base Product | Ultra Low Loss ULL LazrSPEED® 550 OM5 SC/UPC to SC/UPC Ruggedized fanout Cable, 12-Fiber, LSZH, 12 fiber PmP 2.0 mm Dca | CommScope® | SYSTIMAX ULL |  | Ruggedized fanout
UNXMPSCCG |  | Base Product | Ultra Low Loss ULL LazrSPEED® 550 MPO(Unpinned) to SC/UPC Ruggedized fanout Cable, 36-Fiber, LSZH, 12 fiber PmP 2.0 mm Dca | CommScope® | SYSTIMAX ULL |  | Ruggedized fanout
UNXLCLCCG |  | Base Product | Ultra Low Loss ULL LazrSPEED® 550 LC/UPC to LC/UPC Ruggedized fanout Cable, 36-Fiber, LSZH, 12 fiber PmP 2.0 mm Dca | CommScope® | SYSTIMAX ULL |  | Ruggedized fanout
UNXLULUCL |  | Base Product | Ultra Low Loss ULL LazrSPEED® 550 LC/UPC Uniboot to LC/UPC Uniboot Ruggedized fanout Cable, 96-Fiber, LSZH, 12 fiber PmP 2.0 mm Dca | CommScope® | SYSTIMAX ULL |  | Ruggedized fanout
UNVSCSCCF |  | Base Product | Ultra Low Loss ULL LazrSPEED® 550 OM5 SC/UPC to SC/UPC Ruggedized fanout Cable, 24-Fiber, LSZH, 12 fiber PmP 2.0 mm Dca | CommScope® | SYSTIMAX ULL |  | Ruggedized fanout
UNVMXLUCL |  | Base Product | Ultra Low Loss ULL LazrSPEED® 550 OM5 MPO(Pinned) to LC/UPC Uniboot Ruggedized fanout Cable, 96-Fiber, LSZH, 12 fiber PmP 2.0 mm Dca | CommScope® | SYSTIMAX ULL |  | Ruggedized fanout
UNXMPLCCG |  | Base Product | Ultra Low Loss ULL LazrSPEED® 550 MPO(Unpinned) to LC/UPC Ruggedized fanout Cable, 36-Fiber, LSZH, 12 fiber PmP 2.0 mm Dca | CommScope® | SYSTIMAX ULL |  | Ruggedized fanout
UNXMPLCAD |  | Base Product | Ultra Low Loss (ULL) LazrSPEED® 550 MPO (Unpinned) to LC/UPC, InstaPATCH® 360 Ruggedized Fanout Cable, 12-Fiber, LSZH | CommScope® | SYSTIMAX InstaPATCH® 360 ¦ SYSTIMAX ULL |  | Ruggedized fanout
UNXMXLCCD |  | Base Product | Ultra Low Loss ULL LazrSPEED® 550 MPO(Pinned) to LC/UPC Ruggedized fanout Cable, 12-Fiber, LSZH, 12 fiber PmP 2.0 mm Dca | CommScope® | SYSTIMAX ULL |  | Ruggedized fanout
UNXMPSCCK |  | Base Product | Ultra Low Loss ULL LazrSPEED® 550 MPO(Unpinned) to SC/UPC Ruggedized fanout Cable, 72-Fiber, LSZH, 12 fiber PmP 2.0 mm Dca | CommScope® | SYSTIMAX ULL |  | Ruggedized fanout
UNVMXLUCM |  | Base Product | Ultra Low Loss ULL LazrSPEED® 550 OM5 MPO(Pinned) to LC/UPC Uniboot Ruggedized fanout Cable, 144-Fiber, LSZH, 12 fiber PmP 2.0 mm Dca | CommScope® | SYSTIMAX ULL |  | Ruggedized fanout
UNVSCSCCH |  | Base Product | Ultra Low Loss ULL LazrSPEED® 550 OM5 SC/UPC to SC/UPC Ruggedized fanout Cable, 48-Fiber, LSZH, 12 fiber PmP 2.0 mm Dca | CommScope® | SYSTIMAX ULL |  | Ruggedized fanout
UNXMPLCCH |  | Base Product | Ultra Low Loss ULL LazrSPEED® 550 MPO(Unpinned) to LC/UPC Ruggedized fanout Cable, 48-Fiber, LSZH, 12 fiber PmP 2.0 mm Dca | CommScope® | SYSTIMAX ULL |  | Ruggedized fanout
UNXMPLCCK |  | Base Product | Ultra Low Loss ULL LazrSPEED® 550 MPO(Unpinned) to LC/UPC Ruggedized fanout Cable, 72-Fiber, LSZH, 12 fiber PmP 2.0 mm Dca | CommScope® | SYSTIMAX ULL |  | Ruggedized fanout
UNXLCLCCL |  | Base Product | Ultra Low Loss ULL LazrSPEED® 550 LC/UPC to LC/UPC Ruggedized fanout Cable, 96-Fiber, LSZH, 12 fiber PmP 2.0 mm Dca | CommScope® | SYSTIMAX ULL |  | Ruggedized fanout
UNXMXLUCF |  | Base Product | Ultra Low Loss ULL LazrSPEED® 550 MPO(Pinned) to LC/UPC Uniboot Ruggedized fanout Cable, 24-Fiber, LSZH, 12 fiber PmP 2.0 mm Dca | CommScope® | SYSTIMAX ULL |  | Ruggedized fanout
UNXMXLCCG |  | Base Product | Ultra Low Loss ULL LazrSPEED® 550 MPO(Pinned) to LC/UPC Ruggedized fanout Cable, 36-Fiber, LSZH, 12 fiber PmP 2.0 mm Dca | CommScope® | SYSTIMAX ULL |  | Ruggedized fanout
UNXMPLCCL |  | Base Product | Ultra Low Loss ULL LazrSPEED® 550 MPO(Unpinned) to LC/UPC Ruggedized fanout Cable, 96-Fiber, LSZH, 12 fiber PmP 2.0 mm Dca | CommScope® | SYSTIMAX ULL |  | Ruggedized fanout
UNXLCLCCM |  | Base Product | Ultra Low Loss ULL LazrSPEED® 550 LC/UPC to LC/UPC Ruggedized fanout Cable, 144-Fiber, LSZH, 12 fiber PmP 2.0 mm Dca | CommScope® | SYSTIMAX ULL |  | Ruggedized fanout
UNXMXSCCL |  | Base Product | Ultra Low Loss ULL LazrSPEED® 550 MPO(Pinned) to SC/UPC Ruggedized fanout Cable, 96-Fiber, LSZH, 12 fiber PmP 2.0 mm Dca | CommScope® | SYSTIMAX ULL |  | Ruggedized fanout
UQGMXLUHF |  | Base Product | Ultra Low Loss Singlemode, MPO12 (Pinned) to LC/UPC Unitboot, Fiber Extension Cable Assembly, 24-Fiber, Plenum | CommScope® | SYSTIMAX ULL |  | Fiber array cable assembly
UNXMXLUCH |  | Base Product | Ultra Low Loss ULL LazrSPEED® 550 MPO(Pinned) to LC/UPC Uniboot Ruggedized fanout Cable, 48-Fiber, LSZH, 12 fiber PmP 2.0 mm Dca | CommScope® | SYSTIMAX ULL |  | Ruggedized fanout
UNXMXLCCH |  | Base Product | Ultra Low Loss ULL LazrSPEED® 550 MPO(Pinned) to LC/UPC Ruggedized fanout Cable, 48-Fiber, LSZH, 12 fiber PmP 2.0 mm Dca | CommScope® | SYSTIMAX ULL |  | Ruggedized fanout
UNXMPLUCK |  | Base Product | Ultra Low Loss ULL LazrSPEED® 550 MPO(Unpinned) to LC/UPC Uniboot Ruggedized fanout Cable, 72-Fiber, LSZH, 12 fiber PmP 2.0 mm Dca | CommScope® | SYSTIMAX ULL |  | Ruggedized fanout
UNXMXSCCM |  | Base Product | Ultra Low Loss ULL LazrSPEED® 550 MPO(Pinned) to SC/UPC Ruggedized fanout Cable, 144-Fiber, LSZH, 12 fiber PmP 2.0 mm Dca | CommScope® | SYSTIMAX ULL |  | Ruggedized fanout
UNXMXLUCK |  | Base Product | Ultra Low Loss ULL LazrSPEED® 550 MPO(Pinned) to LC/UPC Uniboot Ruggedized fanout Cable, 72-Fiber, LSZH, 12 fiber PmP 2.0 mm Dca | CommScope® | SYSTIMAX ULL |  | Ruggedized fanout
UQGMPLUGD |  | Base Product | Ultra Low Loss (ULL) Singlemode MPO12 (Unpinned) to LC/UPC Uniboot, Fiber Extension Cable Assembly, 12-Fiber, Plenum | CommScope® | SYSTIMAX ULL |  | Fiber array cable assembly
UQGQXQXJ8 |  | Base Product | Ultra Low Loss (ULL) Singlemode MPO8 (Pinned) to MPO8 (Pinned), Fiber Extension Cable Assembly, 8-Fiber, Plenum | CommScope® | SYSTIMAX ULL |  | Fiber array cable assembly
UNXMXLCCL |  | Base Product | Ultra Low Loss ULL LazrSPEED® 550 MPO(Pinned) to LC/UPC Ruggedized fanout Cable, 96-Fiber, LSZH, 12 fiber PmP 2.0 mm Dca | CommScope® | SYSTIMAX ULL |  | Ruggedized fanout
UNXMXLUCL |  | Base Product | Ultra Low Loss ULL LazrSPEED® 550 MPO(Pinned) to LC/UPC Uniboot Ruggedized fanout Cable, 96-Fiber, LSZH, 12 fiber PmP 2.0 mm Dca | CommScope® | SYSTIMAX ULL |  | Ruggedized fanout
UNXSCSCCD |  | Base Product | Ultra Low Loss ULL LazrSPEED® 550 SC/UPC to SC/UPC Ruggedized fanout Cable, 12-Fiber, LSZH, 12 fiber PmP 2.0 mm Dca | CommScope® | SYSTIMAX ULL |  | Ruggedized fanout
UNXMPSCCD |  | Base Product | Ultra Low Loss ULL LazrSPEED® 550 MPO(Unpinned) to SC/UPC Ruggedized fanout Cable, 12-Fiber, LSZH, 12 fiber PmP 2.0 mm Dca | CommScope® | SYSTIMAX ULL |  | Ruggedized fanout
UQGQPLUJ8 |  | Base Product | Ultra Low Loss (ULL) Singlemode MPO8 (Unpinned) to LC/UPC Uniboot, Fiber Extension Cable Assembly, 8-Fiber, Plenum | CommScope® | SYSTIMAX ULL |  | Fiber array cable assembly
UQV2C2XHF |  | Base Product | Ultra Low Loss (ULL) OM5, MPO24 (Unpinned) to MPO24 (Pinned), 24-Fiber, Plenum Patchcord | CommScope® | SYSTIMAX ULL |  | Fiber array cable assembly
UNXSCSCCF |  | Base Product | Ultra Low Loss ULL LazrSPEED® 550 SC/UPC to SC/UPC Ruggedized fanout Cable, 24-Fiber, LSZH, 12 fiber PmP 2.0 mm Dca | CommScope® | SYSTIMAX ULL |  | Ruggedized fanout
UNXMPSCCF |  | Base Product | Ultra Low Loss ULL LazrSPEED® 550 MPO(Unpinned) to SC/UPC Ruggedized fanout Cable, 24-Fiber, LSZH, 12 fiber PmP 2.0 mm Dca | CommScope® | SYSTIMAX ULL |  | Ruggedized fanout
UQGMPMPGD |  | Base Product | Ultra Low Loss (ULL) Singlemode MPO12 (Unpinned) to MPO12 (Unpinned), Fiber Extension Cable Assembly, 12-Fiber, Plenum | CommScope® | SYSTIMAX ULL |  | Fiber array cable assembly
UNXMXSCCD |  | Base Product | Ultra Low Loss ULL LazrSPEED® 550 MPO(Pinned) to SC/UPC Ruggedized fanout Cable, 12-Fiber, LSZH, 12 fiber PmP 2.0 mm Dca | CommScope® | SYSTIMAX ULL |  | Ruggedized fanout
UQVMXMXGD |  | Base Product | Ultra Low Loss (ULL) OM5 MPO12 (Pinned) to MPO12 (Pinned), Fiber Extension Cable Assembly, 12-Fiber, Plenum | CommScope® | SYSTIMAX ULL |  | Fiber array cable assembly
UNXSCSCCH |  | Base Product | Ultra Low Loss ULL LazrSPEED® 550 SC/UPC to SC/UPC Ruggedized fanout Cable, 48-Fiber, LSZH, 12 fiber PmP 2.0 mm Dca | CommScope® | SYSTIMAX ULL |  | Ruggedized fanout
UNXMXSCCF |  | Base Product | Ultra Low Loss ULL LazrSPEED® 550 MPO(Pinned) to SC/UPC Ruggedized fanout Cable, 24-Fiber, LSZH, 12 fiber PmP 2.0 mm Dca | CommScope® | SYSTIMAX ULL |  | Ruggedized fanout
UQGQXLCJ8 |  | Base Product | Ultra Low Loss Singlemode MPO8 Pinned to LC/UPC 8-Fiber Plenum Array Cord | CommScope® | SYSTIMAX ULL |  | Fiber array cable assembly
UQGMXLCGD |  | Base Product | Ultra Low Loss (ULL) Singlemode MPO12 (Pinned) to LC/UPC, Fiber Extension Cable Assembly, 12-Fiber, Plenum | CommScope® | SYSTIMAX ULL |  | Fiber array cable assembly
UNXSCSCCK |  | Base Product | Ultra Low Loss ULL LazrSPEED® 550 SC/UPC to SC/UPC Ruggedized fanout Cable, 72-Fiber, LSZH, 12 fiber PmP 2.0 mm Dca | CommScope® | SYSTIMAX ULL |  | Ruggedized fanout
UQGQXLUHF |  | Base Product | Ultra Low Loss Singlemode, MPO8 QSFP (Pinned) to LC/UPC Uniboot, Fiber Extension Cable Assembly, 24-Fiber, Plenum | CommScope® | SYSTIMAX ULL |  | Fiber array cable assembly
UQGMXLCHF |  | Base Product | Ultra Low Loss Singlemode MPO12 Pinned to LC/UPC 24-Fiber Plenum Array Cord | CommScope® | SYSTIMAX ULL |  | Fiber array cable assembly
UQVQPLCJ8 |  | Base Product | Ultra Low Loss OM5 MPO8 Unpinned to LC/UPC 8-Fiber Plenum Array Cord | CommScope® | SYSTIMAX ULL |  | Fiber array cable assembly
UQX2C2PHF |  | Base Product | Ultra Low Loss (ULL) OM4, MPO24 (Unpinned) to MPO24 (Unpinned), 24-Fiber, Plenum Patchcord | CommScope® | SYSTIMAX ULL |  | Fiber array cable assembly
UQVMFMFGD |  | Base Product | Ultra Low Loss (ULL) OM5 MPO12 (Unpinned) Polarity and Gender Changeable, Fiber Extension Cable Assembly, 12-Fiber , Plenum | CommScope® | SYSTIMAX ULL |  | Fiber array cable assembly
UQGMXLUGD |  | Base Product | Ultra Low Loss (ULL) Singlemode MPO12 (Pinned) to LC/UPC Uniboot, Fiber Extension Cable Assembly, 12-Fiber, Plenum | CommScope® | SYSTIMAX ULL |  | Fiber array cable assembly
UQXMPMXHF |  | Base Product | Ultra Low Loss (ULL) LazrSPEED® 550 OM4, MPO/12(Unpinned) to MPO/12(Pinned), 24-Fiber, Plenum array cord | CommScope® | SYSTIMAX ULL |  | Fiber array cable assembly
UQVQPLUJ8 |  | Base Product | Ultra Low Loss OM5 MPO8 Unpinned to LC/UPC Uniboot 8-Fiber Plenum Array Cord | CommScope® | SYSTIMAX ULL |  | Fiber array cable assembly
UQV2PLUHF |  | Base Product | Ultra Low Loss OM5 MPO24 Unpinned to LC/UPC Uniboot 24-Fiber Plenum Array Cord | CommScope® | SYSTIMAX ULL |  | Fiber array cable assembly
UQX2C2XHF |  | Base Product | Ultra Low Loss (ULL) OM4, MPO24 (Unpinned) to MPO24 (Pinned), 24-Fiber, Plenum Patchcord | CommScope® | SYSTIMAX ULL |  | Fiber array cable assembly
UQVMPLCGD |  | Base Product | Ultra Low Loss (ULL) OM5 MPO12 (Unpinned) to LC/UPC, Fiber Extension Cable Assembly, 12-Fiber, Plenum | CommScope® | SYSTIMAX ULL |  | Fiber array cable assembly
URGMPLUHF |  | Base Product | Ultra Low Loss Singlemode MPO12 Unpinned to LC/UPC Uniboot 24-Fiber Low Smoke Zero Halogen Riser Array Cord | CommScope® | SYSTIMAX ULL |  | Fiber array cable assembly
UQX2XQPHF |  | Base Product | Ultra Low Loss OM4, MPO24 (Pinned) to MPO8 QSFP (Unpinned), Fiber Extension Cable Assembly, 24-Fiber, Plenum | CommScope® | SYSTIMAX ULL |  | Fiber array cable assembly
UQVQPMPHF |  | Base Product | Ultra Low Loss OM5, MPO8 QSFP (Unpinned) to MPO12 (Unpinned), Fiber Extension Cable Assembly, 24-Fiber, Plenum | CommScope® | SYSTIMAX ULL |  | Fiber array cable assembly
UQXQPQPJ8 |  | Base Product | Ultra Low Loss (ULL) OM4 MPO8 (Unpinned) to MPO8 (Unpinned), Fiber Extension Cable Assembly, 8-Fiber, Plenum | CommScope® | SYSTIMAX ULL |  | Fiber array cable assembly
UQV2PQPHF |  | Base Product | Ultra Low Loss OM5, MPO24 (Unpinned) to MPO8 QSFP (Unpinned), Fiber Extension Cable Assembly, 24-Fiber, Plenum | CommScope® | SYSTIMAX ULL |  | Fiber array cable assembly
UQV2X2XHF |  | Base Product | Ultra Low Loss (ULL) OM5, MPO24 (Pinned) to MPO24 (Pinned), 24-Fiber, Plenum Patchcord | CommScope® | SYSTIMAX ULL |  | Fiber array cable assembly
UQXMFMFGD |  | Base Product | Ultra Low Loss (ULL) OM4 MPO12 (Unpinned) Polarity and Gender Changeable, Fiber Extension Cable Assembly, 12-Fiber, Plenum | CommScope® | SYSTIMAX ULL |  | Fiber array cable assembly
URGMPMXGD |  | Base Product | Ultra Low Loss (ULL) Singlemode MPO12 (Unpinned) to MPO12 (Pinned), Fiber Extension Cable Assembly, 12-Fiber, Low Smoke Zero Halogen | CommScope® | SYSTIMAX ULL |  | Fiber array cable assembly
UQXMXMXGD |  | Base Product | Ultra Low Loss (ULL) OM4 MPO12 (Pinned) to MPO12 (Pinned), Fiber Extension Cable Assembly, 12-Fiber, Plenum | CommScope® | SYSTIMAX ULL |  | Fiber array cable assembly
URGMXLCGD |  | Base Product | Ultra Low Loss (ULL) Singlemode MPO12 (Pinned) to LC/UPC, Fiber Extension Cable Assembly, 12-Fiber, Low Smoke Zero Halogen | CommScope® | SYSTIMAX ULL |  | Fiber array cable assembly
UQX2P2XHF |  | Base Product | Ultra Low Loss (ULL) OM4, MPO24 (Unpinned) to MPO24 (Pinned), 24-Fiber, Plenum Patchcord | CommScope® | SYSTIMAX ULL |  | Fiber array cable assembly
UQVMPMXGD |  | Base Product | Ultra Low Loss (ULL) OM5 MPO12 (Unpinned) to MPO12 (Pinned), Fiber Extension Cable Assembly, 12-Fiber, Plenum | CommScope® | SYSTIMAX ULL |  | Fiber array cable assembly
UQXQXLCJ8 |  | Base Product | Ultra Low Loss (ULL) OM4 MPO8 (Pinned) to LC/UPC, Fiber Extension Cable Assembly, 8-Fiber, Plenum | CommScope® | SYSTIMAX ULL |  | Fiber array cable assembly
UQXMPLUGD |  | Base Product | Ultra Low Loss (ULL) LazrSPEED® 550 OM4 MPO/12 (Unpinned) to LC/UPC Uniboot, 12-Fiber, Plenum | CommScope® | SYSTIMAX ULL |  | Fiber array cable assembly
URGQPQXJ8 |  | Base Product | Ultra Low Loss (ULL) Singlemode MPO8 (Unpinned) to MPO8 (Pinned), Fiber Extension Cable Assembly, 8-Fiber, Low Smoke Zero Halogen | CommScope® | SYSTIMAX ULL |  | Fiber array cable assembly
UQVMXLCGD |  | Base Product | Ultra Low Loss (ULL) OM5 MPO12 (Pinned) to LC/UPC, Fiber Extension Cable Assembly, 12-Fiber, Plenum | CommScope® | SYSTIMAX ULL |  | Fiber trunk cable assembly
UQXMPMPGD |  | Base Product | Ultra Low Loss (ULL) OM4 MPO12 (Unpinned) to MPO12 (Unpinned), Fiber Extension Cable Assembly, 12-Fiber, Plenum | CommScope® | SYSTIMAX ULL |  | Fiber array cable assembly
URGMXLUHF |  | Base Product | Ultra Low Loss (ULL) TeraSpeed® MPO/12 (Pinned) to LC/UPC Uniboot, 24-Fiber, LSZH/Riser | CommScope® | SYSTIMAX ULL |  | Fiber array cable assembly
UQVMXLUGD |  | Base Product | Ultra Low Loss OM5 MPO12 Pinned to LC/UPC Uniboot 12-Fiber Plenum Array Cord | CommScope® | SYSTIMAX ULL |  | Fiber array cable assembly
UQXQPLCJ8 |  | Base Product | Ultra Low Loss (ULL) OM4 MPO8 (Unpinned) to LC/UPC, Fiber Extension Cable Assembly, 8-Fiber, Plenum | CommScope® | SYSTIMAX ULL |  | Fiber array cable assembly
UQXMPMPHF |  | Base Product | Ultra Low Loss (ULL) LazrSPEED® 550 OM4, MPO/12(Unpinned) to MPO/12(Unpinned), 24-Fiber, Plenum array cord | CommScope® | SYSTIMAX ULL |  | Fiber array cable assembly
UQXQPLUJ8 |  | Base Product | Ultra Low Loss OM4 MPO8 Unpinned to LC/UPC Uniboot 8-Fiber Plenum Array Cord | CommScope® | SYSTIMAX ULL |  | Fiber array cable assembly
UQXQXQXJ8 |  | Base Product | Ultra Low Loss (ULL) OM4 MPO8 (Pinned) to MPO8 (Pinned), Fiber Extension Cable Assembly, 8-Fiber, Plenum | CommScope® | SYSTIMAX ULL |  | Fiber array cable assembly
UQXMPMXGD |  | Base Product | Ultra Low Loss (ULL) OM4 MPO12 (Unpinned) to MPO12 (Pinned), Fiber Extension Cable Assembly, 12-Fiber, Plenum | CommScope® | SYSTIMAX ULL |  | Fiber array cable assembly
URGMPLUGD |  | Base Product | Ultra Low Loss (ULL) Singlemode MPO12 (Unpinned) to LC/UPC Uniboot, Fiber Extension Cable Assembly, 12-Fiber, Low Smoke Zero Halogen | CommScope® | SYSTIMAX ULL |  | Fiber array cable assembly
URGQPLUHF |  | Base Product | Ultra Low Loss Singlemode, MPO8 QSFP (Unpinned) to LC/UPC Uniboot, Fiber Extension Cable Assembly, 24-Fiber, Low Smoke Zero Halogen | CommScope® | SYSTIMAX ULL |  | Fiber array cable assembly
UJXMXUCCL |  | Base Product | Ultra Low Loss ULL LazrSPEED® 550 MPO(Pinned) to Unconnectorized Pre-terminated Trunk Cable, MPO12, 96-Fiber, LSZH, 12 fiber PmP 2.0 mm Dca | CommScope® | SYSTIMAX ULL |  | Fiber trunk cable assembly
UJXMXMXAF |  | Base Product | Ultra Low Loss (ULL) OM4 MPO12 (Pinned) to MPO12 (Pinned), Fiber Trunk Cable Assembly, 24-Fiber, OFNR Riser ¦ Low Smoke Zero Halogen (LSZH) | CommScope® | SYSTIMAX ULL |  | Fiber trunk cable assembly
UKGMPMXSX |  | Base Product | Ultra Low Loss Singlemode MPO12 Unpinned to MPO12 Pinned 864-Fiber Pre-terminated Trunk Cable, Rollable Ribbon Indoor/Outdoor Armored Central Tube, Low Smoke Zero Halogen/Riser | CommScope® | SYSTIMAX ULL |  | Fiber trunk cable assembly
UJXMXUCCM |  | Base Product | Ultra Low Loss ULL LazrSPEED® 550 MPO(Pinned) to Unconnectorized Pre-terminated Trunk Cable, MPO12, 144-Fiber, LSZH, 12 fiber PmP 2.0 mm Dca | CommScope® | SYSTIMAX ULL |  | Fiber trunk cable assembly
UJXMXMXCK |  | Base Product | Ultra Low Loss ULL LazrSPEED® 550 MPO(Pinned) to MPO(Pinned) Pre-terminated Trunk Cable, MPO12, 72-Fiber, LSZH, 12 fiber PmP 2.0 mm Dca | CommScope® | SYSTIMAX ULL |  | Fiber trunk cable assembly
UJXMXMXAG |  | Base Product | Ultra Low Loss (ULL) OM4 MPO12 (Pinned) to MPO12 (Pinned), Fiber Trunk Cable Assembly, 36-Fiber, Low Smoke Zero Halogen (LSZH) | CommScope® | SYSTIMAX ULL |  | Fiber trunk cable assembly
UKGMPUCDD |  | Base Product | Ultra Low Loss (ULL) Singlemode, MPO12 Unpinned to Unconnectorized, Fiber Trunk Cable Assembly, 12-Fiber, Indoor/Outdoor Armored, Low Smoke Zero Halogen/Riser | CommScope® | SYSTIMAX ULL |  | Fiber trunk cable assembly
UJXMXMXCL |  | Base Product | Ultra Low Loss ULL LazrSPEED® 550 MPO(Pinned) to MPO(Pinned) Pre-terminated Trunk Cable, MPO12, 96-Fiber, LSZH, 12 fiber PmP 2.0 mm Dca | CommScope® | SYSTIMAX ULL |  | Fiber trunk cable assembly
UJXQXQXQ8 |  | Base Product | Ultra Low Loss (ULL) OM4 MPO8 QSFP (Pinned) to MPO8 QSFP (Pinned), Fiber Trunk Cable Assembly, 8-Fiber, Low Smoke Zero Halogen (LSZH) | CommScope® | SYSTIMAX ULL |  | Fiber trunk cable assembly
UKGMPMXDH |  | Base Product | Ultra Low Loss (ULL) Singlemode, MPO12 Unpinned to MPO12 Pinned, Fiber Trunk Cable Assembly, 48-Fiber, Indoor/Outdoor Armored, Low Smoke Zero Halogen/Riser | CommScope® | SYSTIMAX ULL |  | Fiber trunk cable assembly
UJXMXMXCM |  | Base Product | Ultra Low Loss ULL LazrSPEED® 550 MPO(Pinned) to MPO(Pinned) Pre-terminated Trunk Cable, MPO12, 144-Fiber, LSZH, 12 fiber PmP 2.0 mm Dca | CommScope® | SYSTIMAX ULL |  | Fiber trunk cable assembly
UKGMPMPDL |  | Base Product | Ultra Low Loss (ULL) Singlemode MPO (Unpinned) to MPO (Unpinned), Fiber Trunk Cable Assembly, 96-Fiber, Indoor/Outdoor Armored, Low Smoke Zero Halogen/Riser | CommScope® | SYSTIMAX ULL |  | Fiber trunk cable assembly
UKGMXMXDD |  | Base Product | Ultra Low Loss (ULL) Singlemode, MPO12 Pinned to MPO12 Pinned, Fiber Trunk Cable Assembly, 12-Fiber, Low Smoke Zero Halogen/Riser | CommScope® | SYSTIMAX ULL |  | Fiber trunk cable assembly
UJXQPQXQF |  | Base Product | Ultra Low Loss (ULL) OM4 MPO8 QSFP (Unpinned) to MPO8 QSFP (Pinned), Fiber Trunk Cable Assembly, 24-Fiber, Low Smoke Zero Halogen (LSZH) | CommScope® | SYSTIMAX ULL |  | Fiber trunk cable assembly
UKGMPUCDK |  | Base Product | Ultra Low Loss Singlemode MPO12 Unpinned to Unconnectorized 72-Fiber Pre-terminated Trunk Cable, Indoor/Outdoor Armored, Low Smoke Zero Halogen/Riser | CommScope® | SYSTIMAX ULL |  | Fiber trunk cable assembly
UJXQXQXQL |  | Base Product | Ultra Low Loss (ULL) OM4, MPO8 QSFP Pinned to MPO8 QSFP Pinned, Fiber Trunk Cable Assembly, 96-Fiber, Low Smoke Zero Halogen | CommScope® | SYSTIMAX ULL |  | Fiber trunk cable assembly
UJXQPQXQH |  | Base Product | Ultra Low Loss (ULL) OM4 MPO8 QSFP (Unpinned) to MPO8 QSFP (Pinned), Fiber Trunk Cable Assembly, 48-Fiber, Low Smoke Zero Halogen (LSZH) LSZH | CommScope® | SYSTIMAX ULL |  | Fiber trunk cable assembly
UKGMPMXSM |  | Base Product | Ultra Low Loss (ULL) Singlemode, MPO12 Unpinned to MPO12 Pinned, Fiber Trunk Cable Assembly, 144-Fiber, Rollable Ribbon Indoor/Outdoor Armored Central Tube, Low Smoke Zero Halogen/Riser | CommScope® | SYSTIMAX ULL |  | Fiber trunk cable assembly
UKGMPUCDL |  | Base Product | Ultra Low Loss Singlemode MPO12 Unpinned to Unconnectorized 96-Fiber Pre-terminated Trunk Cable, Indoor/Outdoor Armored, Low Smoke Zero Halogen/Riser | CommScope® | SYSTIMAX ULL |  | Fiber trunk cable assembly
UJXQXQXQR |  | Base Product | Ultra Low Loss (ULL) OM4 MPO8 QSFP (Pinned) to MPO8 QSFP (Pinned), Fiber Trunk Cable Assembly, 16-Fiber, Low Smoke Zero Halogen (LSZH) | CommScope® | SYSTIMAX ULL |  | Fiber trunk cable assembly
UKGMPMPSP |  | Base Product | Ultra Low Loss Singlemode MPO12 Unpinned to MPO12 Unpinned 288-Fiber Pre-terminated Trunk Cable, Rollable Ribbon Indoor/Outdoor Armored Central Tube, Low Smoke Zero Halogen/Riser | CommScope® | SYSTIMAX ULL |  | Fiber trunk cable assembly
UKGMXMXSX |  | Base Product | Ultra Low Loss Singlemode MPO12 Pinned to MPO12 Pinned 864-Fiber Pre-terminated Trunk Cable, Rollable Ribbon Indoor/Outdoor Armored Central Tube, Low Smoke Zero Halogen/Riser | CommScope® | SYSTIMAX ULL |  | Fiber trunk cable assembly
UJXQPQXQL |  | Base Product | Ultra Low Loss (ULL) OM4, MPO8 QSFP Unpinned to MPO8 QSFP Pinned, Fiber Trunk Cable Assembly, 96-Fiber, Low Smoke Zero Halogen | CommScope® | SYSTIMAX ULL |  | Fiber trunk cable assembly
UKGMPMXSP |  | Base Product | Ultra Low Loss Singlemode MPO12 Unpinned to MPO12 Pinned 288-Fiber Pre-terminated Trunk Cable, Rollable Ribbon Indoor/Outdoor Armored Central Tube, Low Smoke Zero Halogen/Riser | CommScope® | SYSTIMAX ULL |  | Fiber trunk cable assembly
UKGMXUCSW |  | Base Product | Ultra Low Loss Singlemode MPO12 Pinned to Unconnectorized 576-Fiber Pre-terminated Trunk Cable, Rollable Ribbon Indoor/Outdoor Armored Central Tube, Low Smoke Zero Halogen/Riser | CommScope® | SYSTIMAX ULL |  | Fiber trunk cable assembly
UJXQXQXQS |  | Base Product | Ultra Low Loss (ULL) OM4 MPO8 QSFP (Pinned) to MPO8 QSFP (Pinned), Fiber Trunk Cable Assembly, 32-Fiber, Low Smoke Zero Halogen (LSZH) | CommScope® | SYSTIMAX ULL |  | Fiber trunk cable assembly
UKGMPUCSM |  | Base Product | Ultra Low Loss Singlemode MPO12 Unpinned to Unconnectorized 144-Fiber Pre-terminated Trunk Cable, Rollable Ribbon Indoor/Outdoor Armored Central Tube, Low Smoke Zero Halogen/Riser | CommScope® | SYSTIMAX ULL |  | Fiber trunk cable assembly
UKGMXUCSX |  | Base Product | Ultra Low Loss Singlemode MPO12 Pinned to Unconnectorized 864-Fiber Pre-terminated Trunk Cable, Rollable Ribbon Indoor/Outdoor Armored Central Tube, Low Smoke Zero Halogen/Riser | CommScope® | SYSTIMAX ULL |  | Fiber trunk cable assembly
ULGLALACD |  | Base Product | Ultra Low Loss ULL TeraSPEED® LC/APC to LC/APC Ruggedized fanout Cable, 12-Fiber, Plenum, 12 fiber PmP 2.0 mm Dca | CommScope® | SYSTIMAX ULL |  | Ruggedized fanout
ULGLCLCCH |  | Base Product | Ultra Low Loss ULL TeraSPEED® LC/UPC to LC/UPC Ruggedized fanout Cable, 48-Fiber, Plenum, 12 fiber PmP 2.0 mm Dca | CommScope® | SYSTIMAX ULL |  | Ruggedized fanout
UKGMPMPSW |  | Base Product | Ultra Low Loss Singlemode MPO12 Unpinned to MPO12 Unpinned 576-Fiber Pre-terminated Trunk Cable, Rollable Ribbon Indoor/Outdoor Armored Central Tube, Low Smoke Zero Halogen/Riser | CommScope® | SYSTIMAX ULL |  | Fiber trunk cable assembly
UKGMXUCDF |  | Base Product | Ultra Low Loss Singlemode MPO12 Pinned to Unconnectorized 24-Fiber Pre-terminated Trunk Cable, Indoor/Outdoor Armored, Low Smoke Zero Halogen/Riser | CommScope® | SYSTIMAX ULL |  | Fiber trunk cable assembly
UKGMPMXSW |  | Base Product | Ultra Low Loss Singlemode MPO12 Unpinned to MPO12 Pinned 576-Fiber Pre-terminated Trunk Cable, Rollable Ribbon Indoor/Outdoor Armored Central Tube, Low Smoke Zero Halogen/Riser | CommScope® | SYSTIMAX ULL |  | Fiber trunk cable assembly
UKGMXMXDL |  | Base Product | Ultra Low Loss (ULL) Singlemode, MPO12 Pinned to MPO12 Pinned, Fiber Trunk Cable Assembly, 96-Fiber, Indoor/Outdoor Armored, Low Smoke Zero Halogen/Riser | CommScope® | SYSTIMAX ULL |  | Fiber trunk cable assembly
UKGMPUCSV |  | Base Product | Ultra Low Loss Singlemode MPO12 Unpinned to Unconnectorized 432-Fiber Pre-terminated Trunk Cable, Rollable Ribbon Indoor/Outdoor Armored Central Tube, Low Smoke Zero Halogen/Riser | CommScope® | SYSTIMAX ULL |  | Fiber trunk cable assembly
ULGLFLFCM |  | Base Product | Ultra Low Loss ULL TeraSPEED® LC/UPC G B to LC/UPC G B Ruggedized fanout Cable, 144-Fiber, Plenum, 12 fiber PmP 2.0 mm Dca | CommScope® | SYSTIMAX ULL |  | Ruggedized fanout
ULGLCLCCL |  | Base Product | Ultra Low Loss ULL TeraSPEED® LC/UPC to LC/UPC Ruggedized fanout Cable, 96-Fiber, Plenum | CommScope® | SYSTIMAX ULL |  | Ruggedized fanout
UKGMXUCDH |  | Base Product | Ultra Low Loss Singlemode MPO12 Pinned to Unconnectorized 48-Fiber Pre-terminated Trunk Cable, Indoor/Outdoor Armored, Low Smoke Zero Halogen/Riser | CommScope® | SYSTIMAX ULL |  | Fiber trunk cable assembly
ULGLGLGCD |  | Base Product | Ultra Low Loss ULL TeraSPEED® LC/APC G B to LC/APC G B Ruggedized fanout Cable, 12-Fiber, Plenum, 12 fiber PmP 2.0 mm Dca | CommScope® | SYSTIMAX ULL |  | Ruggedized fanout
UKGMPUCSW |  | Base Product | Ultra Low Loss Singlemode MPO12 Unpinned to Unconnectorized 576-Fiber Pre-terminated Trunk Cable, Rollable Ribbon Indoor/Outdoor Armored Central Tube, Low Smoke Zero Halogen/Riser | CommScope® | SYSTIMAX ULL |  | Fiber trunk cable assembly
ULGLALACH |  | Base Product | Ultra Low Loss ULL TeraSPEED® LC/APC to LC/APC Ruggedized fanout Cable, 48-Fiber, Plenum, 12 fiber PmP 2.0 mm Dca | CommScope® | SYSTIMAX ULL |  | Ruggedized fanout
UKGMXUCDK |  | Base Product | Ultra Low Loss Singlemode MPO12 Pinned to Unconnectorized 72-Fiber Pre-terminated Trunk Cable, Indoor/Outdoor Armored, Low Smoke Zero Halogen/Riser | CommScope® | SYSTIMAX ULL |  | Fiber trunk cable assembly
ULGLULUCH |  | Base Product | Ultra Low Loss ULL TeraSPEED® LC/UPC Uniboot to LC/UPC Uniboot Ruggedized fanout Cable, 48-Fiber, Plenum, 12 fiber PmP 2.0 mm Dca | CommScope® | SYSTIMAX ULL |  | Ruggedized fanout
ULGLGLGCG |  | Base Product | Ultra Low Loss ULL TeraSPEED® LC/APC G B to LC/APC G B Ruggedized fanout Cable, 36-Fiber, Plenum, 12 fiber PmP 2.0 mm Dca | CommScope® | SYSTIMAX ULL |  | Ruggedized fanout
UKGMXUCSM |  | Base Product | Ultra Low Loss Singlemode MPO12 Pinned to Unconnectorized 144-Fiber Pre-terminated Trunk Cable, Rollable Ribbon Indoor/Outdoor Armored Central Tube, Low Smoke Zero Halogen/Riser | CommScope® | SYSTIMAX ULL |  | Fiber trunk cable assembly
ULGLGLGCH |  | Base Product | Ultra Low Loss ULL TeraSPEED® LC/APC G B to LC/APC G B Ruggedized fanout Cable, 48-Fiber, Plenum, 12 fiber PmP 2.0 mm Dca | CommScope® | SYSTIMAX ULL |  | Ruggedized fanout
ULGLALACM |  | Base Product | Ultra Low Loss ULL TeraSPEED® LC/APC to LC/APC Ruggedized fanout Cable, 144-Fiber, Plenum, 12 fiber PmP 2.0 mm Dca | CommScope® | SYSTIMAX ULL |  | Ruggedized fanout
ULGMPLCCF |  | Base Product | Ultra Low Loss ULL TeraSPEED® MPO(Unpinned) to LC/UPC Ruggedized fanout Cable, 24-Fiber, Plenum, 12 fiber PmP 2.0 mm Dca | CommScope® | SYSTIMAX ULL |  | Ruggedized fanout
ULGLGLGCK |  | Base Product | Ultra Low Loss ULL TeraSPEED® LC/APC G B to LC/APC G B Ruggedized fanout Cable, 72-Fiber, Plenum, 12 fiber PmP 2.0 mm Dca | CommScope® | SYSTIMAX ULL |  | Ruggedized fanout
ULGMPLCAD |  | Base Product | Ultra Low Loss (ULL) Singlemode MPO (Unpinned) to LC/UPC, Ruggedized Fanout Cable, 12-Fiber, Plenum | CommScope® | SYSTIMAX ULL |  | Ruggedized fanout
ULGLFLFCK |  | Base Product | Ultra Low Loss ULL TeraSPEED® LC/UPC G B to LC/UPC G B Ruggedized fanout Cable, 72-Fiber, Plenum, 12 fiber PmP 2.0 mm Dca | CommScope® | SYSTIMAX ULL |  | Ruggedized fanout
ULGLGLGCL |  | Base Product | Ultra Low Loss ULL TeraSPEED® LC/APC G B to LC/APC G B Ruggedized fanout Cable, 96-Fiber, Plenum, 12 fiber PmP 2.0 mm Dca | CommScope® | SYSTIMAX ULL |  | Ruggedized fanout
ULGLULUCM |  | Base Product | Ultra Low Loss ULL TeraSPEED® LC/UPC Uniboot to LC/UPC Uniboot Ruggedized fanout Cable, 144-Fiber, Plenum, 12 fiber PmP 2.0 mm Dca | CommScope® | SYSTIMAX ULL |  | Ruggedized fanout
ULGMPLCCG |  | Base Product | Ultra Low Loss ULL TeraSPEED® MPO(Unpinned) to LC/UPC Ruggedized fanout Cable, 36-Fiber, Plenum, 12 fiber PmP 2.0 mm Dca | CommScope® | SYSTIMAX ULL |  | Ruggedized fanout
ULGMPLGCM |  | Base Product | Ultra Low Loss ULL TeraSPEED® MPO(Unpinned) to LC/APC G B Ruggedized fanout Cable, 144-Fiber, Plenum, 12 fiber PmP 2.0 mm Dca | CommScope® | SYSTIMAX ULL |  | Ruggedized fanout
ULGMPLACD |  | Base Product | Ultra Low Loss ULL TeraSPEED® MPO(Unpinned) to LC/APC Ruggedized fanout Cable, 12-Fiber, Plenum, 12 fiber PmP 2.0 mm Dca | CommScope® | SYSTIMAX ULL |  | Ruggedized fanout
ULGMPLCAG |  | Base Product | Ultra Low Loss Singlemode MPO12 Unpinned to LC/UPC 36-Fiber InstaPATCH® 360 Ruggedized Fanout Cable, Plenum | CommScope® | SYSTIMAX InstaPATCH® 360 |  | Ruggedized fanout
ULGMPLCAH |  | Base Product | Ultra Low Loss Singlemode MPO12 Unpinned to LC/UPC 48-Fiber InstaPATCH® 360 Ruggedized Fanout Cable, Plenum | CommScope® | SYSTIMAX InstaPATCH® 360 |  | Ruggedized fanout
ULGMPLACF |  | Base Product | Ultra Low Loss ULL TeraSPEED® MPO(Unpinned) to LC/APC Ruggedized fanout Cable, 24-Fiber, Plenum, 12 fiber PmP 2.0 mm Dca | CommScope® | SYSTIMAX ULL |  | Ruggedized fanout
ULGMPLFCL |  | Base Product | Ultra Low Loss ULL TeraSPEED® MPO(Unpinned) to LC/UPC G B Ruggedized fanout Cable, 96-Fiber, Plenum, 12 fiber PmP 2.0 mm Dca | CommScope® | SYSTIMAX ULL |  | Ruggedized fanout
ULGMPLUCD |  | Base Product | Ultra Low Loss ULL TeraSPEED® MPO(Unpinned) to LC/UPC Uniboot Ruggedized fanout Cable, 12-Fiber, Plenum, 12 fiber PmP 2.0 mm Dca | CommScope® | SYSTIMAX ULL |  | Ruggedized fanout
ULGMPSCCK |  | Base Product | Ultra Low Loss ULL TeraSPEED® MPO(Unpinned) to SC/UPC Ruggedized fanout Cable, 72-Fiber, Plenum, 12 fiber PmP 2.0 mm Dca | CommScope® | SYSTIMAX ULL |  | Ruggedized fanout
ULGLULUCD |  | Base Product | Ultra Low Loss ULL TeraSPEED® LC/UPC Uniboot to LC/UPC Uniboot Ruggedized fanout Cable, 12-Fiber, Plenum, 12 fiber PmP 2.0 mm Dca | CommScope® | SYSTIMAX ULL |  | Ruggedized fanout
ULGMPLFCM |  | Base Product | Ultra Low Loss ULL TeraSPEED® MPO(Unpinned) to LC/UPC G B Ruggedized fanout Cable, 144-Fiber, Plenum, 12 fiber PmP 2.0 mm Dca | CommScope® | SYSTIMAX ULL |  | Ruggedized fanout
ULGMPSCCL |  | Base Product | Ultra Low Loss ULL TeraSPEED® MPO(Unpinned) to SC/UPC Ruggedized fanout Cable, 96-Fiber, Plenum, 12 fiber PmP 2.0 mm Dca | CommScope® | SYSTIMAX ULL |  | Ruggedized fanout
ULGMPLUCF |  | Base Product | Ultra Low Loss ULL TeraSPEED® MPO(Unpinned) to LC/UPC Uniboot Ruggedized fanout Cable, 24-Fiber, Plenum, 12 fiber PmP 2.0 mm Dca | CommScope® | SYSTIMAX ULL |  | Ruggedized fanout
ULGMPSACH |  | Base Product | Ultra Low Loss ULL TeraSPEED® MPO(Unpinned) to SC/APC Ruggedized fanout Cable, 48-Fiber, Plenum, 12 fiber PmP 2.0 mm Dca | CommScope® | SYSTIMAX ULL |  | Ruggedized fanout
ULGMXLCAD |  | Base Product | Ultra Low Loss (ULL) Singlemode MPO12 (Pinned) to LC/UPC, Ruggedized Fanout MPO Cable Assembly ,12-Fiber, Plenum | CommScope® | SYSTIMAX InstaPATCH® 360 ¦ SYSTIMAX ULL |  | Ruggedized fanout
ULGMPLCCL |  | Base Product | Ultra Low Loss ULL TeraSPEED® MPO(Unpinned) to LC/UPC Ruggedized fanout Cable, 96-Fiber, Plenum, 12 fiber PmP 2.0 mm Dca | CommScope® | SYSTIMAX ULL |  | Ruggedized fanout
ULGMPLGCD |  | Base Product | Ultra Low Loss ULL TeraSPEED® MPO(Unpinned) to LC/APC G B Ruggedized fanout Cable, 12-Fiber, Plenum, 12 fiber PmP 2.0 mm Dca | CommScope® | SYSTIMAX ULL |  | Ruggedized fanout
ULGMPLCAL |  | Base Product | Ultra Low Loss Singlemode MPO12 Unpinned to LC/UPC 96-Fiber InstaPATCH® 360 Ruggedized Fanout Cable, Plenum | CommScope® | SYSTIMAX InstaPATCH® 360 |  | Ruggedized fanout
ULGMPSCCM |  | Base Product | Ultra Low Loss ULL TeraSPEED® MPO(Unpinned) to SC/UPC Ruggedized fanout Cable, 144-Fiber, Plenum, 12 fiber PmP 2.0 mm Dca | CommScope® | SYSTIMAX ULL |  | Ruggedized fanout
ULGMPSACK |  | Base Product | Ultra Low Loss ULL TeraSPEED® MPO(Unpinned) to SC/APC Ruggedized fanout Cable, 72-Fiber, Plenum, 12 fiber PmP 2.0 mm Dca | CommScope® | SYSTIMAX ULL |  | Ruggedized fanout
ULGMPLUCG |  | Base Product | Ultra Low Loss ULL TeraSPEED® MPO(Unpinned) to LC/UPC Uniboot Ruggedized fanout Cable, 36-Fiber, Plenum, 12 fiber PmP 2.0 mm Dca | CommScope® | SYSTIMAX ULL |  | Ruggedized fanout
ULGMPLGCF |  | Base Product | Ultra Low Loss ULL TeraSPEED® MPO(Unpinned) to LC/APC G B Ruggedized fanout Cable, 24-Fiber, Plenum, 12 fiber PmP 2.0 mm Dca | CommScope® | SYSTIMAX ULL |  | Ruggedized fanout
ULGMPLCCM |  | Base Product | Ultra Low Loss ULL TeraSPEED® MPO(Unpinned) to LC/UPC Ruggedized fanout Cable, 144-Fiber, Plenum, 12 fiber PmP 2.0 mm Dca | CommScope® | SYSTIMAX ULL |  | Ruggedized fanout
ULGMPLUCH |  | Base Product | Ultra Low Loss ULL TeraSPEED® MPO(Unpinned) to LC/UPC Uniboot Ruggedized fanout Cable, 48-Fiber, Plenum, 12 fiber PmP 2.0 mm Dca | CommScope® | SYSTIMAX ULL |  | Ruggedized fanout
ULGMXLCCD |  | Base Product | Ultra Low Loss ULL TeraSPEED® MPO(Pinned) to LC/UPC Ruggedized fanout Cable, 12-Fiber, Plenum, 12 fiber PmP 2.0 mm Dca | CommScope® | SYSTIMAX ULL |  | Ruggedized fanout
ULGMPLGCG |  | Base Product | Ultra Low Loss ULL TeraSPEED® MPO(Unpinned) to LC/APC G B Ruggedized fanout Cable, 36-Fiber, Plenum, 12 fiber PmP 2.0 mm Dca | CommScope® | SYSTIMAX ULL |  | Ruggedized fanout
ULGMPLFCD |  | Base Product | Ultra Low Loss ULL TeraSPEED® MPO(Unpinned) to LC/UPC G B Ruggedized fanout Cable, 12-Fiber, Plenum, 12 fiber PmP 2.0 mm Dca | CommScope® | SYSTIMAX ULL |  | Ruggedized fanout
ULGMXLGCK |  | Base Product | Ultra Low Loss ULL TeraSPEED® MPO(Pinned) to LC/APC G B Ruggedized fanout Cable, 72-Fiber, Plenum, 12 fiber PmP 2.0 mm Dca | CommScope® | SYSTIMAX ULL |  | Ruggedized fanout
ULGMXLCCF |  | Base Product | Ultra Low Loss ULL TeraSPEED® MPO(Pinned) to LC/UPC Ruggedized fanout Cable, 24-Fiber, Plenum, 12 fiber PmP 2.0 mm Dca | CommScope® | SYSTIMAX ULL |  | Ruggedized fanout
ULGMXLACG |  | Base Product | Ultra Low Loss ULL TeraSPEED® MPO(Pinned) to LC/APC Ruggedized fanout Cable, 36-Fiber, Plenum, 12 fiber PmP 2.0 mm Dca | CommScope® | SYSTIMAX ULL |  | Ruggedized fanout
ULGMPLFCF |  | Base Product | Ultra Low Loss ULL TeraSPEED® MPO(Unpinned) to LC/UPC G B Ruggedized fanout Cable, 24-Fiber, Plenum, 12 fiber PmP 2.0 mm Dca | CommScope® | SYSTIMAX ULL |  | Ruggedized fanout
ULGMXLFCH |  | Base Product | Ultra Low Loss ULL TeraSPEED® MPO(Pinned) to LC/UPC G B Ruggedized fanout Cable, 48-Fiber, Plenum, 12 fiber PmP 2.0 mm Dca | CommScope® | SYSTIMAX ULL |  | Ruggedized fanout
ULGMXLGCL |  | Base Product | Ultra Low Loss ULL TeraSPEED® MPO(Pinned) to LC/APC G B Ruggedized fanout Cable, 96-Fiber, Plenum, 12 fiber PmP 2.0 mm Dca | CommScope® | SYSTIMAX ULL |  | Ruggedized fanout
ULGMXLCCG |  | Base Product | Ultra Low Loss ULL TeraSPEED® MPO(Pinned) to LC/UPC Ruggedized fanout Cable, 36-Fiber, Plenum, 12 fiber PmP 2.0 mm Dca | CommScope® | SYSTIMAX ULL |  | Ruggedized fanout
ULGMPLGCL |  | Base Product | Ultra Low Loss ULL TeraSPEED® MPO(Unpinned) to LC/APC G B Ruggedized fanout Cable, 96-Fiber, Plenum, 12 fiber PmP 2.0 mm Dca | CommScope® | SYSTIMAX ULL |  | Ruggedized fanout
ULGMPLUCM |  | Base Product | Ultra Low Loss ULL TeraSPEED® MPO(Unpinned) to LC/UPC Uniboot Ruggedized fanout Cable, 144-Fiber, Plenum, 12 fiber PmP 2.0 mm Dca | CommScope® | SYSTIMAX ULL |  | Ruggedized fanout
ULGMXLACH |  | Base Product | Ultra Low Loss ULL TeraSPEED® MPO(Pinned) to LC/APC Ruggedized fanout Cable, 48-Fiber, Plenum, 12 fiber PmP 2.0 mm Dca | CommScope® | SYSTIMAX ULL |  | Ruggedized fanout
ULGMPLFCG |  | Base Product | Ultra Low Loss ULL TeraSPEED® MPO(Unpinned) to LC/UPC G B Ruggedized fanout Cable, 36-Fiber, Plenum, 12 fiber PmP 2.0 mm Dca | CommScope® | SYSTIMAX ULL |  | Ruggedized fanout
ULGMXLGCM |  | Base Product | Ultra Low Loss ULL TeraSPEED® MPO(Pinned) to LC/APC G B Ruggedized fanout Cable, 144-Fiber, Plenum, 12 fiber PmP 2.0 mm Dca | CommScope® | SYSTIMAX ULL |  | Ruggedized fanout
ULGMXLACK |  | Base Product | Ultra Low Loss ULL TeraSPEED® MPO(Pinned) to LC/APC Ruggedized fanout Cable, 72-Fiber, Plenum, 12 fiber PmP 2.0 mm Dca | CommScope® | SYSTIMAX ULL |  | Ruggedized fanout
ULGMPSCCG |  | Base Product | Ultra Low Loss ULL TeraSPEED® MPO(Unpinned) to SC/UPC Ruggedized fanout Cable, 36-Fiber, Plenum, 12 fiber PmP 2.0 mm Dca | CommScope® | SYSTIMAX ULL |  | Ruggedized fanout
ULGMXLUCD |  | Base Product | Ultra Low Loss ULL TeraSPEED® MPO(Pinned) to LC/UPC Uniboot Ruggedized fanout Cable, 12-Fiber, Plenum, 12 fiber PmP 2.0 mm Dca | CommScope® | SYSTIMAX ULL |  | Ruggedized fanout
ULVLCLCCG |  | Base Product | Ultra Low Loss ULL LazrSPEED® 550 OM5 LC/UPC to LC/UPC Ruggedized fanout Cable, 36-Fiber, Plenum, 12 fiber PmP 2.0 mm Dca | CommScope® | SYSTIMAX ULL |  | Ruggedized fanout
ULGMXLUCG |  | Base Product | Ultra Low Loss ULL TeraSPEED® MPO(Pinned) to LC/UPC Uniboot Ruggedized fanout Cable, 36-Fiber, Plenum, 12 fiber PmP 2.0 mm Dca | CommScope® | SYSTIMAX ULL |  | Ruggedized fanout
ULGMXSCCL |  | Base Product | Ultra Low Loss ULL TeraSPEED® MPO(Pinned) to SC/UPC Ruggedized fanout Cable, 96-Fiber, Plenum, 12 fiber PmP 2.0 mm Dca | CommScope® | SYSTIMAX ULL |  | Ruggedized fanout
ULGMXSACG |  | Base Product | Ultra Low Loss ULL TeraSPEED® MPO(Pinned) to SC/APC Ruggedized fanout Cable, 36-Fiber, Plenum, 12 fiber PmP 2.0 mm Dca | CommScope® | SYSTIMAX ULL |  | Ruggedized fanout
ULVLULUCL |  | Base Product | Ultra Low Loss ULL LazrSPEED® 550 OM5 LC/UPC Uniboot to LC/UPC Uniboot Ruggedized fanout Cable, 96-Fiber, Plenum, 12 fiber PmP 2.0 mm Dca | CommScope® | SYSTIMAX ULL |  | Ruggedized fanout
ULGMXLUCH |  | Base Product | Ultra Low Loss ULL TeraSPEED® MPO(Pinned) to LC/UPC Uniboot Ruggedized fanout Cable, 48-Fiber, Plenum, 12 fiber PmP 2.0 mm Dca | CommScope® | SYSTIMAX ULL |  | Ruggedized fanout
ULGMXLGCG |  | Base Product | Ultra Low Loss ULL TeraSPEED® MPO(Pinned) to LC/APC G B Ruggedized fanout Cable, 36-Fiber, Plenum, 12 fiber PmP 2.0 mm Dca | CommScope® | SYSTIMAX ULL |  | Ruggedized fanout
ULVMPLUCF |  | Base Product | Ultra Low Loss ULL LazrSPEED® 550 OM5 MPO(Unpinned) to LC/UPC Uniboot Ruggedized fanout Cable, 24-Fiber, Plenum, 12 fiber PmP 2.0 mm Dca | CommScope® | SYSTIMAX ULL |  | Ruggedized fanout
ULGMXLUCK |  | Base Product | Ultra Low Loss ULL TeraSPEED® MPO(Pinned) to LC/UPC Uniboot Ruggedized fanout Cable, 72-Fiber, Plenum, 12 fiber PmP 2.0 mm Dca | CommScope® | SYSTIMAX ULL |  | Ruggedized fanout
ULGSCSCCH |  | Base Product | Ultra Low Loss ULL TeraSPEED® SC/UPC to SC/UPC Ruggedized fanout Cable, 48-Fiber, Plenum, 12 fiber PmP 2.0 mm Dca | CommScope® | SYSTIMAX ULL |  | Ruggedized fanout
ULVMPLCCD |  | Base Product | Ultra Low Loss ULL LazrSPEED® 550 OM5 MPO(Unpinned) to LC/UPC Ruggedized fanout Cable, 12-Fiber, Plenum, 12 fiber PmP 2.0 mm Dca | CommScope® | SYSTIMAX ULL |  | Ruggedized fanout
ULVLCLCCL |  | Base Product | Ultra Low Loss ULL LazrSPEED® 550 OM5 LC/UPC to LC/UPC Ruggedized fanout Cable, 96-Fiber, Plenum, 12 fiber PmP 2.0 mm Dca | CommScope® | SYSTIMAX ULL |  | Ruggedized fanout
ULGMXLGCH |  | Base Product | Ultra Low Loss ULL TeraSPEED® MPO(Pinned) to LC/APC G B Ruggedized fanout Cable, 48-Fiber, Plenum, 12 fiber PmP 2.0 mm Dca | CommScope® | SYSTIMAX ULL |  | Ruggedized fanout
ULVMPLUCG |  | Base Product | Ultra Low Loss ULL LazrSPEED® 550 OM5 MPO(Unpinned) to LC/UPC Uniboot Ruggedized fanout Cable, 36-Fiber, Plenum, 12 fiber PmP 2.0 mm / Dca | CommScope® | SYSTIMAX ULL |  | Ruggedized fanout
ULGSASACF |  | Base Product | Ultra Low Loss ULL TeraSPEED® SC/APC to SC/APC Ruggedized fanout Cable, 24-Fiber, Plenum, 12 fiber PmP 2.0 mm Dca | CommScope® | SYSTIMAX ULL |  | Ruggedized fanout
ULVMPLCCF |  | Base Product | Ultra Low Loss ULL LazrSPEED® 550 OM5 MPO(Unpinned) to LC/UPC Ruggedized fanout Cable, 24-Fiber, Plenum, 12 fiber PmP 2.0 mm Dca | CommScope® | SYSTIMAX ULL |  | Ruggedized fanout
ULGSCSCCK |  | Base Product | Ultra Low Loss ULL TeraSPEED® SC/UPC to SC/UPC Ruggedized fanout Cable, 72-Fiber, Plenum, 12 fiber PmP 2.0 mm Dca | CommScope® | SYSTIMAX ULL |  | Ruggedized fanout
ULGMXLUCL |  | Base Product | Ultra Low Loss ULL TeraSPEED® MPO(Pinned) to LC/UPC Uniboot Ruggedized fanout Cable, 96-Fiber, Plenum, 12 fiber PmP 2.0 mm Dca | CommScope® | SYSTIMAX ULL |  | Ruggedized fanout
ULGMXSACL |  | Base Product | Ultra Low Loss ULL TeraSPEED® MPO(Pinned) to SC/APC Ruggedized fanout Cable, 96-Fiber, Plenum, 12 fiber PmP 2.0 mm Dca | CommScope® | SYSTIMAX ULL |  | Ruggedized fanout
ULVMPLUCH |  | Base Product | Ultra Low Loss ULL LazrSPEED® 550 OM5 MPO(Unpinned) to LC/UPC Uniboot Ruggedized fanout Cable, 48-Fiber, Plenum, 12 fiber PmP 2.0 mm Dca | CommScope® | SYSTIMAX ULL |  | Ruggedized fanout
ULGMXLUCM |  | Base Product | Ultra Low Loss ULL , TeraSPEED® MPO(Pinned) to LC/UPC Uniboot Ruggedized fanout Cable, 144-Fiber, Plenum, 12 fiber PmP 2.0 mm Dca | CommScope® | SYSTIMAX ULL |  | Ruggedized fanout
ULGSCSCCL |  | Base Product | Ultra Low Loss ULL TeraSPEED® SC/UPC to SC/UPC Ruggedized fanout Cable, 96-Fiber, Plenum, 12 fiber PmP 2.0 mm Dca | CommScope® | SYSTIMAX ULL |  | Ruggedized fanout
ULVLULUCD |  | Base Product | Ultra Low Loss ULL LazrSPEED® 550 OM5 LC/UPC Uniboot to LC/UPC Uniboot Ruggedized fanout Cable, 12-Fiber, Plenum, 12 fiber PmP 2.0 mm Dca | CommScope® | SYSTIMAX ULL |  | Ruggedized fanout
ULVMPLCCH |  | Base Product | Ultra Low Loss ULL LazrSPEED® 550 OM5 MPO(Unpinned) to LC/UPC Ruggedized fanout Cable, 48-Fiber, Plenum, 12 fiber PmP 2.0 mm Dca | CommScope® | SYSTIMAX ULL |  | Ruggedized fanout
ULVLULUCF |  | Base Product | Ultra Low Loss ULL LazrSPEED® 550 OM5 LC/UPC Uniboot to LC/UPC Uniboot Ruggedized fanout Cable, 24-Fiber, Plenum, 12 fiber PmP 2.0 mm Dca | CommScope® | SYSTIMAX ULL |  | Ruggedized fanout
ULVMPLUCL |  | Base Product | Ultra Low Loss ULL LazrSPEED® 550 OM5 MPO(Unpinned) to LC/UPC Uniboot Ruggedized fanout Cable, 96-Fiber, Plenum, 12 fiber PmP 2.0 mm Dca | CommScope® | SYSTIMAX ULL |  | Ruggedized fanout
ULVMPLCCK |  | Base Product | Ultra Low Loss ULL LazrSPEED® 550 OM5 MPO(Unpinned) to LC/UPC Ruggedized fanout Cable, 72-Fiber, Plenum, 12 fiber PmP 2.0 mm Dca | CommScope® | SYSTIMAX ULL |  | Ruggedized fanout
ULVMPSCCM |  | Base Product | Ultra Low Loss ULL LazrSPEED® 550 OM5 MPO(Unpinned) to SC/UPC Ruggedized fanout Cable, 144-Fiber, Plenum, 12 fiber PmP 2.0 mm Dca | CommScope® | SYSTIMAX ULL |  | Ruggedized fanout
ULVLCLCCD |  | Base Product | Ultra Low Loss ULL LazrSPEED® 550 OM5 LC/UPC to LC/UPC Ruggedized fanout Cable, 12-Fiber, Plenum, 12 fiber PmP 2.0 mm Dca | CommScope® | SYSTIMAX ULL |  | Ruggedized fanout
ULGMXSCCF |  | Base Product | Ultra Low Loss ULL TeraSPEED® MPO(Pinned) to SC/UPC Ruggedized fanout Cable, 24-Fiber, Plenum, 12 fiber PmP 2.0 mm Dca | CommScope® | SYSTIMAX ULL |  | Ruggedized fanout
ULVMPLUCM |  | Base Product | Ultra Low Loss ULL LazrSPEED® 550 OM5 MPO(Unpinned) to LC/UPC Uniboot Ruggedized fanout Cable, 144-Fiber, Plenum, 12 fiber PmP 2.0 mm Dca | CommScope® | SYSTIMAX ULL |  | Ruggedized fanout
ULVMXLUCG |  | Base Product | Ultra Low Loss ULL LazrSPEED® 550 OM5 MPO(Pinned) to LC/UPC Uniboot Ruggedized fanout Cable, 36-Fiber, Plenum, 12 fiber PmP 2.0 mm Dca | CommScope® | SYSTIMAX ULL |  | Ruggedized fanout
ULGSASACL |  | Base Product | Ultra Low Loss ULL TeraSPEED® SC/APC to SC/APC Ruggedized fanout Cable, 96-Fiber, Plenum, 12 fiber PmP 2.0 mm Dca | CommScope® | SYSTIMAX ULL |  | Ruggedized fanout
ULVLULUCH |  | Base Product | Ultra Low Loss ULL LazrSPEED® 550 OM5 LC/UPC Uniboot to LC/UPC Uniboot Ruggedized fanout Cable, 48-Fiber, Plenum, 12 fiber PmP 2.0 mm Dca | CommScope® | SYSTIMAX ULL |  | Ruggedized fanout
ULGMXSCCG |  | Base Product | Ultra Low Loss ULL TeraSPEED® MPO(Pinned) to SC/UPC Ruggedized fanout Cable, 36-Fiber, Plenum, 12 fiber PmP 2.0 mm Dca | CommScope® | SYSTIMAX ULL |  | Ruggedized fanout
ULVMPSCCD |  | Base Product | Ultra Low Loss ULL LazrSPEED® 550 OM5 MPO(Unpinned) to SC/UPC Ruggedized fanout Cable, 12-Fiber, Plenum, 12 fiber PmP 2.0 mm Dca | CommScope® | SYSTIMAX ULL |  | Ruggedized fanout
ULVSCSCCM |  | Base Product | Ultra Low Loss ULL LazrSPEED® 550 OM5 SC/UPC to SC/UPC Ruggedized fanout Cable, 144-Fiber, Plenum, 12 fiber PmP 2.0 mm Dca | CommScope® | SYSTIMAX ULL |  | Ruggedized fanout
ULVMPSCCF |  | Base Product | Ultra Low Loss ULL LazrSPEED® 550 OM5 MPO(Unpinned) to SC/UPC Ruggedized fanout Cable, 24-Fiber, Plenum, 12 fiber PmP 2.0 mm Dca | CommScope® | SYSTIMAX ULL |  | Ruggedized fanout
ULVMXSCCK |  | Base Product | Ultra Low Loss ULL LazrSPEED® 550 OM5 MPO(Pinned) to SC/UPC Ruggedized fanout Cable, 72-Fiber, Plenum, 12 fiber PmP 2.0 mm Dca | CommScope® | SYSTIMAX ULL |  | Ruggedized fanout
ULVMPLUCD |  | Base Product | Ultra Low Loss ULL LazrSPEED® 550 OM5 MPO(Unpinned) to LC/UPC Uniboot Ruggedized fanout Cable, 12-Fiber, Plenum, 12 fiber PmP 2.0 mm Dca | CommScope® | SYSTIMAX ULL |  | Ruggedized fanout
ULXMPLCCK |  | Base Product | Ultra Low Loss ULL LazrSPEED® 550 MPO(Unpinned) to LC/UPC Ruggedized fanout Cable, 72-Fiber, Plenum, 12 fiber PmP 2.0 mm Dca | CommScope® | SYSTIMAX ULL |  | Ruggedized fanout
ULVMXLCCG |  | Base Product | Ultra Low Loss ULL LazrSPEED® 550 OM5 MPO(Pinned) to LC/UPC Ruggedized fanout Cable, 36-Fiber, Plenum, 12 fiber PmP 2.0 mm Dca | CommScope® | SYSTIMAX ULL |  | Ruggedized fanout
ULVMPSCCG |  | Base Product | Ultra Low Loss ULL LazrSPEED® 550 OM5 MPO(Unpinned) to SC/UPC Ruggedized fanout Cable, 36-Fiber, Plenum, 12 fiber PmP 2.0 mm Dca | CommScope® | SYSTIMAX ULL |  | Ruggedized fanout
ULVMXSCCL |  | Base Product | Ultra Low Loss ULL LazrSPEED® 550 OM5 MPO(Pinned) to SC/UPC Ruggedized fanout Cable, 96-Fiber, Plenum, 12 fiber PmP 2.0 mm Dca | CommScope® | SYSTIMAX ULL |  | Ruggedized fanout
ULXMPSCCD |  | Base Product | Ultra Low Loss ULL LazrSPEED® 550 MPO(Unpinned) to SC/UPC Ruggedized fanout Cable, 12-Fiber, Plenum, 12 fiber PmP 2.0 mm Dca | CommScope® | SYSTIMAX ULL |  | Ruggedized fanout
ULXMPLCCL |  | Base Product | Ultra Low Loss ULL LazrSPEED® 550 MPO(Unpinned) to LC/UPC Ruggedized fanout Cable, 96-Fiber, Plenum, 12 fiber PmP 2.0 mm Dca | CommScope® | SYSTIMAX ULL |  | Ruggedized fanout
ULVMXSCCM |  | Base Product | Ultra Low Loss ULL LazrSPEED® 550 OM5 MPO(Pinned) to SC/UPC Ruggedized fanout Cable, 144-Fiber, Plenum, 12 fiber PmP 2.0 mm Dca | CommScope® | SYSTIMAX ULL |  | Ruggedized fanout
ULXMPLCCM |  | Base Product | Ultra Low Loss ULL LazrSPEED® 550 MPO(Unpinned) to LC/UPC Ruggedized fanout Cable, 144-Fiber, Plenum, 12 fiber PmP 2.0 mm Dca | CommScope® | SYSTIMAX ULL |  | Ruggedized fanout
ULVMXLCCH |  | Base Product | Ultra Low Loss ULL LazrSPEED® 550 OM5 MPO(Pinned) to LC/UPC Ruggedized fanout Cable, 48-Fiber, Plenum, 12 fiber PmP 2.0 mm Dca | CommScope® | SYSTIMAX ULL |  | Ruggedized fanout
ULXMXLCCH |  | Base Product | Ultra Low Loss ULL LazrSPEED® 550 MPO(Pinned) to LC/UPC Ruggedized fanout Cable, 48-Fiber, Plenum, 12 fiber PmP 2.0 mm Dca | CommScope® | SYSTIMAX ULL |  | Ruggedized fanout
ULXMPLUCD |  | Base Product | Ultra Low Loss ULL LazrSPEED® 550 MPO(Unpinned) to LC/UPC Uniboot Ruggedized fanout Cable, 12-Fiber, Plenum, 12 fiber PmP 2.0 mm Dca | CommScope® | SYSTIMAX ULL |  | Ruggedized fanout
ULXMXLCCK |  | Base Product | Ultra Low Loss ULL LazrSPEED® 550 MPO(Pinned) to LC/UPC Ruggedized fanout Cable, 72-Fiber, Plenum, 12 fiber PmP 2.0 mm Dca | CommScope® | SYSTIMAX ULL |  | Ruggedized fanout
ULVSCSCCF |  | Base Product | Ultra Low Loss ULL LazrSPEED® 550 OM5 SC/UPC to SC/UPC Ruggedized fanout Cable, 24-Fiber, Plenum, 12 fiber PmP 2.0 mm Dca | CommScope® | SYSTIMAX ULL |  | Ruggedized fanout
ULXMPLUCF |  | Base Product | Ultra Low Loss ULL LazrSPEED® 550 MPO(Unpinned) to LC/UPC Uniboot Ruggedized fanout Cable, 24-Fiber, Plenum, 12 fiber PmP 2.0 mm Dca | CommScope® | SYSTIMAX ULL |  | Ruggedized fanout
ULXMXLCCL |  | Base Product | Ultra Low Loss ULL LazrSPEED® 550 MPO(Pinned) to LC/UPC Ruggedized fanout Cable, 96-Fiber, Plenum, 12 fiber PmP 2.0 mm Dca | CommScope® | SYSTIMAX ULL |  | Ruggedized fanout
ULVMXSCCF |  | Base Product | Ultra Low Loss ULL LazrSPEED® 550 OM5 MPO(Pinned) to SC/UPC Ruggedized fanout Cable, 24-Fiber, Plenum, 12 fiber PmP 2.0 mm Dca | CommScope® | SYSTIMAX ULL |  | Ruggedized fanout
ULXLULUCL |  | Base Product | Ultra Low Loss ULL LazrSPEED® 550 LC/UPC Uniboot to LC/UPC Uniboot Ruggedized fanout Cable, 96-Fiber, Plenum, 12 fiber PmP 2.0mm | CommScope® | SYSTIMAX ULL |  | Ruggedized fanout
ULXLCLCCK |  | Base Product | Ultra Low Loss ULL LazrSPEED® 550 LC/UPC to LC/UPC Ruggedized fanout Cable, 72-Fiber, Plenum, 12 fiber PmP 2.0 mm Dca | CommScope® | SYSTIMAX ULL |  | Ruggedized fanout
ULXMPLUCG |  | Base Product | Ultra Low Loss ULL LazrSPEED® 550 MPO(Unpinned) to LC/UPC Uniboot Ruggedized fanout Cable, 36-Fiber, Plenum, 12 fiber PmP 2.0 mm Dca | CommScope® | SYSTIMAX ULL |  | Ruggedized fanout
ULXMXLCCM |  | Base Product | Ultra Low Loss ULL LazrSPEED® 550 MPO(Pinned) to LC/UPC Ruggedized fanout Cable, 144-Fiber, Plenum, 12 fiber PmP 2.0 mm Dca | CommScope® | SYSTIMAX ULL |  | Ruggedized fanout
ULVSCSCCH |  | Base Product | Ultra Low Loss ULL LazrSPEED® 550 OM5 SC/UPC to SC/UPC Ruggedized fanout Cable, 48-Fiber, Plenum, 12 fiber PmP 2.0 mm Dca | CommScope® | SYSTIMAX ULL |  | Ruggedized fanout
ULXMPSCCL |  | Base Product | Ultra Low Loss ULL LazrSPEED® 550 MPO(Unpinned) to SC/UPC Ruggedized fanout Cable, 96-Fiber, Plenum, 12 fiber PmP 2.0 mm Dca | CommScope® | SYSTIMAX ULL |  | Ruggedized fanout
ULXLULUCM |  | Base Product | Ultra Low Loss ULL LazrSPEED® 550 LC/UPC Uniboot to LC/UPC Uniboot Ruggedized fanout Cable, 144-Fiber, Plenum, 12 fiber PmP 2.0 mm Dca | CommScope® | SYSTIMAX ULL |  | Ruggedized fanout
ULXMXLUCM |  | Base Product | Ultra Low Loss ULL LazrSPEED® 550 MPO(Pinned) to LC/UPC Uniboot Ruggedized fanout Cable, 144-Fiber, Plenum, 12 fiber PmP 2.0 mm Dca | CommScope® | SYSTIMAX ULL |  | Ruggedized fanout
ULXSCSCCF |  | Base Product | Ultra Low Loss ULL LazrSPEED® 550 SC/UPC to SC/UPC Ruggedized fanout Cable, 24-Fiber, Plenum, 12 fiber PmP 2.0 mm Dca | CommScope® | SYSTIMAX ULL |  | Ruggedized fanout
ULXMPLCCD |  | Base Product | Ultra Low Loss ULL LazrSPEED® 550 MPO(Unpinned) to LC/UPC Ruggedized fanout Cable, 12-Fiber, Plenum, 12 fiber PmP 2.0 mm Dca | CommScope® | SYSTIMAX ULL |  | Ruggedized fanout
ULXMXLUCF |  | Base Product | Ultra Low Loss ULL LazrSPEED® 550 MPO(Pinned) to LC/UPC Uniboot Ruggedized fanout Cable, 24-Fiber, Plenum, 12 fiber PmP 2.0 mm Dca | CommScope® | SYSTIMAX ULL |  | Ruggedized fanout
ULVSCSCCL |  | Base Product | Ultra Low Loss ULL LazrSPEED® 550 OM5 SC/UPC to SC/UPC Ruggedized fanout Cable, 96-Fiber, Plenum, 12 fiber PmP 2.0 mm Dca | CommScope® | SYSTIMAX ULL |  | Ruggedized fanout
ULXSCSCCG |  | Base Product | Ultra Low Loss ULL LazrSPEED® 550 SC/UPC to SC/UPC Ruggedized fanout Cable, 36-Fiber, Plenum, 12 fiber PmP 2.0 mm Dca | CommScope® | SYSTIMAX ULL |  | Ruggedized fanout
ULXMXSCCD |  | Base Product | Ultra Low Loss ULL LazrSPEED® 550 MPO(Pinned) to SC/UPC Ruggedized fanout Cable, 12-Fiber, Plenum, 12 fiber PmP 2.0 mm Dca | CommScope® | SYSTIMAX ULL |  | Ruggedized fanout
ULXMXLUCG |  | Base Product | Ultra Low Loss ULL LazrSPEED® 550 MPO(Pinned) to LC/UPC Uniboot Ruggedized fanout Cable, 36-Fiber, Plenum, 12 fiber PmP 2.0 mm Dca | CommScope® | SYSTIMAX ULL |  | Ruggedized fanout
ULXSCSCCH |  | Base Product | Ultra Low Loss ULL LazrSPEED® 550 SC/UPC to SC/UPC Ruggedized fanout Cable, 48-Fiber, Plenum, 12 fiber PmP 2.0 mm Dca | CommScope® | SYSTIMAX ULL |  | Ruggedized fanout
ULXLULUCD |  | Base Product | Ultra Low Loss ULL LazrSPEED® 550 LC/UPC Uniboot to LC/UPC Uniboot Ruggedized fanout Cable, 12-Fiber, Plenum, 12 fiber PmP 2.0 mm Dca | CommScope® | SYSTIMAX ULL |  | Ruggedized fanout
ULXMPLCCG |  | Base Product | Ultra Low Loss ULL LazrSPEED® 550 MPO(Unpinned) to LC/UPC Ruggedized fanout Cable, 36-Fiber, Plenum, 12 fiber PmP 2.0 mm Dca | CommScope® | SYSTIMAX ULL |  | Ruggedized fanout
ULXMXSCCF |  | Base Product | Ultra Low Loss ULL LazrSPEED® 550 MPO(Pinned) to SC/UPC Ruggedized fanout Cable, 24-Fiber, Plenum, 12 fiber PmP 2.0 mm Dca | CommScope® | SYSTIMAX ULL |  | Ruggedized fanout
ULXMXLUCH |  | Base Product | Ultra Low Loss ULL LazrSPEED® 550 MPO(Pinned) to LC/UPC Uniboot Ruggedized fanout Cable, 48-Fiber, Plenum, 12 fiber PmP 2.0 mm Dca | CommScope® | SYSTIMAX ULL |  | Ruggedized fanout
ULXMXLCCG |  | Base Product | Ultra Low Loss ULL LazrSPEED® 550 MPO(Pinned) to LC/UPC Ruggedized fanout Cable, 36-Fiber, Plenum, 12 fiber PmP 2.0 mm Dca | CommScope® | SYSTIMAX ULL |  | Ruggedized fanout
ULXSCSCCK |  | Base Product | Ultra Low Loss ULL LazrSPEED® 550 SC/UPC to SC/UPC Ruggedized fanout Cable, 72-Fiber, Plenum, 12 fiber PmP 2.0 mm Dca | CommScope® | SYSTIMAX ULL |  | Ruggedized fanout
ULXMPLCCH |  | Base Product | Ultra Low Loss ULL LazrSPEED® 550 MPO(Unpinned) to LC/UPC Ruggedized fanout Cable, 48-Fiber, Plenum, 12 fiber PmP 2.0 mm Dca | CommScope® | SYSTIMAX ULL |  | Ruggedized fanout
ULXMXLUCK |  | Base Product | Ultra Low Loss ULL LazrSPEED® 550 MPO(Pinned) to LC/UPC Uniboot Ruggedized fanout Cable, 72-Fiber, Plenum, 12 fiber PmP 2.0 mm Dca | CommScope® | SYSTIMAX ULL |  | Ruggedized fanout
UNGLCLCCF |  | Base Product | Ultra Low Loss ULL TeraSPEED® LC/UPC to LC/UPC Ruggedized fanout Cable, 24-Fiber, LSZH | CommScope® | SYSTIMAX ULL |  | Ruggedized fanout
ULXMXLUCL |  | Base Product | Ultra Low Loss ULL LazrSPEED® 550 MPO(Pinned) to LC/UPC Uniboot Ruggedized fanout Cable, 96-Fiber, Plenum, 12 fiber PmP 2.0 mm Dca | CommScope® | SYSTIMAX ULL |  | Ruggedized fanout
ULXSCSCCL |  | Base Product | Ultra Low Loss ULL LazrSPEED® 550 SC/UPC to SC/UPC Ruggedized fanout Cable, 96-Fiber, Plenum, 12 fiber PmP 2.0 mm Dca | CommScope® | SYSTIMAX ULL |  | Ruggedized fanout
UNGLULUCD |  | Base Product | Ultra Low Loss ULL TeraSPEED® LC/UPC Uniboot to LC/UPC Uniboot Ruggedized fanout Cable, 12-Fiber, LSZH | CommScope® | SYSTIMAX ULL |  | Ruggedized fanout
UNGMPLACH |  | Base Product | Ultra Low Loss ULL TeraSPEED® MPO(Unpinned) to LC/APC Ruggedized fanout Cable, 48-Fiber, LSZH, 12 fiber PmP 2.0 mm Dca | CommScope® | SYSTIMAX ULL |  | Ruggedized fanout
ULXMXSCCK |  | Base Product | Ultra Low Loss ULL LazrSPEED® 550 MPO(Pinned) to SC/UPC Ruggedized fanout Cable, 72-Fiber, Plenum, 12 fiber PmP 2.0 mm Dca | CommScope® | SYSTIMAX ULL |  | Ruggedized fanout
UNGLCLCCH |  | Base Product | Ultra Low Loss ULL TeraSPEED® LC/UPC to LC/UPC Ruggedized fanout Cable, 48-Fiber, LSZH | CommScope® | SYSTIMAX ULL |  | Ruggedized fanout
UNGLULUCF |  | Base Product | Ultra Low Loss ULL TeraSPEED® LC/UPC Uniboot to LC/UPC Uniboot Ruggedized fanout Cable, 24-Fiber, Dual Rated LSZH/Riser | CommScope® | SYSTIMAX ULL |  | Ruggedized fanout
UNGLGLGCD |  | Base Product | Ultra Low Loss ULL TeraSPEED® LC/APC G B to LC/APC G B Ruggedized fanout Cable, 12-Fiber, LSZH, 12 fiber PmP 2.0 mm Dca | CommScope® | SYSTIMAX ULL |  | Ruggedized fanout
ULXMXSCCL |  | Base Product | Ultra Low Loss ULL LazrSPEED® 550 MPO(Pinned) to SC/UPC Ruggedized fanout Cable, 96-Fiber, Plenum, 12 fiber PmP 2.0 mm Dca | CommScope® | SYSTIMAX ULL |  | Ruggedized fanout
UNGLALACG |  | Base Product | Ultra Low Loss ULL TeraSPEED® LC/APC to LC/APC Ruggedized fanout Cable, 36-Fiber, LSZH, 12 fiber PmP 2.0 mm Dca | CommScope® | SYSTIMAX ULL |  | Ruggedized fanout
UNGLALACH |  | Base Product | Ultra Low Loss ULL TeraSPEED® LC/APC to LC/APC Ruggedized fanout Cable, 48-Fiber, LSZH, 12 fiber PmP 2.0 mm Dca | CommScope® | SYSTIMAX ULL |  | Ruggedized fanout
UNGLGLGCG |  | Base Product | Ultra Low Loss ULL TeraSPEED® LC/APC G B to LC/APC G B Ruggedized fanout Cable, 36-Fiber, LSZH, 12 fiber PmP 2.0 mm Dca | CommScope® | SYSTIMAX ULL |  | Ruggedized fanout
UNGLCLCCM |  | Base Product | Ultra Low Loss ULL TeraSPEED® LC/UPC to LC/UPC Ruggedized fanout Cable, 144-Fiber, LSZH, 12 fiber PmP 2.0 mm Dca | CommScope® | SYSTIMAX ULL |  | Ruggedized fanout
UNGMPLCAD |  | Base Product | Ultra Low Loss (ULL) Singlemode MPO (Unpinned) to LC/UPC, Ruggedized Fanout Cable, 12-Fiber, LSZH | CommScope® | SYSTIMAX ULL |  | Ruggedized fanout
UNGLULUCK |  | Base Product | Ultra Low Loss ULL TeraSPEED® LC/UPC Uniboot to LC/UPC Uniboot Ruggedized fanout Cable, 72-Fiber, LSZH, 12 fiber PmP 2.0 mm Dca | CommScope® | SYSTIMAX ULL |  | Ruggedized fanout
UNGLALACK |  | Base Product | Ultra Low Loss ULL TeraSPEED® LC/APC to LC/APC Ruggedized fanout Cable, 72-Fiber, LSZH, 12 fiber PmP 2.0 mm Dca | CommScope® | SYSTIMAX ULL |  | Ruggedized fanout
UNGLGLGCH |  | Base Product | Ultra Low Loss ULL TeraSPEED® LC/APC G B to LC/APC G B Ruggedized fanout Cable, 48-Fiber, LSZH, 12 fiber PmP 2.0 mm Dca | CommScope® | SYSTIMAX ULL |  | Ruggedized fanout
UNGLFLFCD |  | Base Product | Ultra Low Loss ULL TeraSPEED® LC/UPC G B to LC/UPC G B Ruggedized fanout Cable, 12-Fiber, LSZH, 12 fiber PmP 2.0 mm Dca | CommScope® | SYSTIMAX ULL |  | Ruggedized fanout
UNGMPLCAF |  | Base Product | Ultra Low Loss Singlemode MPO12 Unpinned to LC/UPC 24-Fiber InstaPATCH® 360 Ruggedized Fanout Cable, Low Smoke Zero Halogen | CommScope® | SYSTIMAX InstaPATCH® 360 |  | Ruggedized fanout
ULXSCSCCD |  | Base Product | Ultra Low Loss ULL LazrSPEED® 550 SC/UPC to SC/UPC Ruggedized fanout Cable, 12-Fiber, Plenum, 12 fiber PmP 2.0 mm Dca | CommScope® | SYSTIMAX ULL |  | Ruggedized fanout
UNGLFLFCF |  | Base Product | Ultra Low Loss ULL TeraSPEED® LC/UPC G B to LC/UPC G B Ruggedized fanout Cable, 24-Fiber, LSZH, 12 fiber PmP 2.0 mm Dca | CommScope® | SYSTIMAX ULL |  | Ruggedized fanout
UNGMPLCAM |  | Base Product | Ultra Low Loss Singlemode MPO12 Unpinned to LC/UPC 144-Fiber InstaPATCH® 360 Ruggedized Fanout Cable, Low Smoke Zero Halogen | CommScope® | SYSTIMAX InstaPATCH® 360 |  | Ruggedized fanout
UNGMPLGCL |  | Base Product | Ultra Low Loss ULL TeraSPEED® MPO(Unpinned) to LC/APC G B Ruggedized fanout Cable, 96-Fiber, LSZH, 12 fiber PmP 2.0 mm Dca | CommScope® | SYSTIMAX ULL |  | Ruggedized fanout
UNGLGLGCL |  | Base Product | Ultra Low Loss ULL TeraSPEED® LC/APC G B to LC/APC G B Ruggedized fanout Cable, 96-Fiber, LSZH, 12 fiber PmP 2.0 mm Dca | CommScope® | SYSTIMAX ULL |  | Ruggedized fanout
UNGMPLCCD |  | Base Product | Ultra Low Loss ULL TeraSPEED® MPO(Unpinned) to LC/UPC Ruggedized fanout Cable, 12-Fiber, LSZH, 12 fiber PmP 2.0 mm Dca | CommScope® | SYSTIMAX ULL |  | Ruggedized fanout
UNGMPLGCM |  | Base Product | Ultra Low Loss ULL TeraSPEED® MPO(Unpinned) to LC/APC G B Ruggedized fanout Cable, 144-Fiber, LSZH, 12 fiber PmP 2.0 mm Dca | CommScope® | SYSTIMAX ULL |  | Ruggedized fanout
UNGLGLGCM |  | Base Product | Ultra Low Loss ULL TeraSPEED® LC/APC G B to LC/APC G B Ruggedized fanout Cable, 144-Fiber, LSZH, 12 fiber PmP 2.0 mm Dca | CommScope® | SYSTIMAX ULL |  | Ruggedized fanout
UNGMPLACD |  | Base Product | Ultra Low Loss ULL TeraSPEED® MPO(Unpinned) to LC/APC Ruggedized fanout Cable, 12-Fiber, LSZH, 12 fiber PmP 2.0 mm Dca | CommScope® | SYSTIMAX ULL |  | Ruggedized fanout
UNGMPLUCD |  | Base Product | Ultra Low Loss ULL TeraSPEED® MPO(Unpinned) to LC/UPC Uniboot Ruggedized fanout Cable, 12-Fiber, LSZH, 12 fiber PmP 2.0 mm Dca | CommScope® | SYSTIMAX ULL |  | Ruggedized fanout
UNGMPLCAL |  | Base Product | Ultra Low Loss Singlemode MPO12 Unpinned to LC/UPC 96-Fiber InstaPATCH® 360 Ruggedized Fanout Cable, Low Smoke Zero Halogen | CommScope® | SYSTIMAX InstaPATCH® 360 |  | Ruggedized fanout
UNGMPLCCG |  | Base Product | Ultra Low Loss ULL TeraSPEED® MPO(Unpinned) to LC/UPC Ruggedized fanout Cable, 36-Fiber, LSZH, 12 fiber PmP 2.0 mm Dca | CommScope® | SYSTIMAX ULL |  | Ruggedized fanout
UNGMPLACF |  | Base Product | Ultra Low Loss ULL TeraSPEED® MPO(Unpinned) to LC/APC Ruggedized fanout Cable, 24-Fiber, LSZH, 12 fiber PmP 2.0 mm Dca | CommScope® | SYSTIMAX ULL |  | Ruggedized fanout
UNGMXLCCF |  | Base Product | Ultra Low Loss ULL TeraSPEED® MPO(Pinned) to LC/UPC Ruggedized fanout Cable, 24-Fiber, LSZH, 12 fiber PmP 2.0 mm Dca | CommScope® | SYSTIMAX ULL |  | Ruggedized fanout
UNGMXLFCH |  | Base Product | Ultra Low Loss ULL TeraSPEED® MPO(Pinned) to LC/UPC G B Ruggedized fanout Cable, 48-Fiber, LSZH, 12 fiber PmP 2.0 mm Dca | CommScope® | SYSTIMAX ULL |  | Ruggedized fanout
UNGMPSACH |  | Base Product | Ultra Low Loss ULL TeraSPEED® MPO(Unpinned) to SC/APC Ruggedized fanout Cable, 48-Fiber, LSZH, 12 fiber PmP 2.0 mm Dca | CommScope® | SYSTIMAX ULL |  | Ruggedized fanout
UNGMPLCCH |  | Base Product | Ultra Low Loss ULL TeraSPEED® MPO(Unpinned) to LC/UPC Ruggedized fanout Cable, 48-Fiber, LSZH, 12 fiber PmP 2.0 mm Dca | CommScope® | SYSTIMAX ULL |  | Ruggedized fanout
UNGMPLUCG |  | Base Product | Ultra Low Loss ULL TeraSPEED® MPO(Unpinned) to LC/UPC Uniboot Ruggedized fanout Cable, 36-Fiber, LSZH, 12 fiber PmP 2.0 mm Dca | CommScope® | SYSTIMAX ULL |  | Ruggedized fanout
UNGMXLFCK |  | Base Product | Ultra Low Loss ULL TeraSPEED® MPO(Pinned) to LC/UPC G B Ruggedized fanout Cable, 72-Fiber, LSZH, 12 fiber PmP 2.0 mm Dca | CommScope® | SYSTIMAX ULL |  | Ruggedized fanout
UNGMPSCCM |  | Base Product | Ultra Low Loss ULL TeraSPEED® MPO(Unpinned) to SC/UPC Ruggedized fanout Cable, 144-Fiber, LSZH, 12 fiber PmP 2.0 mm Dca | CommScope® | SYSTIMAX ULL |  | Ruggedized fanout
UNGMPLUCH |  | Base Product | Ultra Low Loss ULL TeraSPEED® MPO(Unpinned) to LC/UPC Uniboot Ruggedized fanout Cable, 48-Fiber, LSZH, 12 fiber PmP 2.0 mm Dca | CommScope® | SYSTIMAX ULL |  | Ruggedized fanout
UNGMPSACL |  | Base Product | Ultra Low Loss ULL TeraSPEED® MPO(Unpinned) to SC/APC Ruggedized fanout Cable, 96-Fiber, LSZH, 12 fiber PmP 2.0 mm Dca | CommScope® | SYSTIMAX ULL |  | Ruggedized fanout
UNGMXLUCD |  | Base Product | Ultra Low Loss ULL TeraSPEED® MPO(Pinned) to LC/UPC Uniboot Ruggedized fanout Cable, 12-Fiber, LSZH, 12 fiber PmP 2.0 mm Dca | CommScope® | SYSTIMAX ULL |  | Ruggedized fanout
UNGMPLCCL |  | Base Product | Ultra Low Loss ULL TeraSPEED® MPO(Unpinned) to LC/UPC Ruggedized fanout Cable, 96-Fiber, LSZH, 12 fiber PmP 2.0 mm Dca | CommScope® | SYSTIMAX ULL |  | Ruggedized fanout
UNGMXLACG |  | Base Product | Ultra Low Loss ULL TeraSPEED® MPO(Pinned) to LC/APC Ruggedized fanout Cable, 36-Fiber, LSZH, 12 fiber PmP 2.0 mm Dca | CommScope® | SYSTIMAX ULL |  | Ruggedized fanout
UNGMPSCCD |  | Base Product | Ultra Low Loss ULL TeraSPEED® MPO(Unpinned) to SC/UPC Ruggedized fanout Cable, 12-Fiber, LSZH, 12 fiber PmP 2.0 mm Dca | CommScope® | SYSTIMAX ULL |  | Ruggedized fanout
UNGMPLUCL |  | Base Product | Ultra Low Loss ULL TeraSPEED® MPO(Unpinned) to LC/UPC Uniboot Ruggedized fanout Cable, 96-Fiber, LSZH, 12 fiber PmP 2.0 mm Dca | CommScope® | SYSTIMAX ULL |  | Ruggedized fanout
UNGMXLUCF |  | Base Product | Ultra Low Loss ULL TeraSPEED® MPO(Pinned) to LC/UPC Uniboot Ruggedized fanout Cable, 24-Fiber, LSZH, 12 fiber PmP 2.0 mm Dca | CommScope® | SYSTIMAX ULL |  | Ruggedized fanout
UNGMPLUCM |  | Base Product | Ultra Low Loss ULL TeraSPEED® MPO(Unpinned) to LC/UPC Uniboot Ruggedized fanout Cable, 144-Fiber, LSZH, 12 fiber PmP 2.0 mm Dca | CommScope® | SYSTIMAX ULL |  | Ruggedized fanout
UNGMPLGCG |  | Base Product | Ultra Low Loss ULL TeraSPEED® MPO(Unpinned) to LC/APC G B Ruggedized fanout Cable, 36-Fiber, LSZH, 12 fiber PmP 2.0 mm Dca | CommScope® | SYSTIMAX ULL |  | Ruggedized fanout
UNGMXLCCK |  | Base Product | Ultra Low Loss ULL TeraSPEED® MPO(Pinned) to LC/UPC Ruggedized fanout Cable, 72-Fiber, LSZH, 12 fiber PmP 2.0 mm Dca | CommScope® | SYSTIMAX ULL |  | Ruggedized fanout
UNGMXLUCH |  | Base Product | Ultra Low Loss ULL TeraSPEED® MPO(Pinned) to LC/UPC Uniboot Ruggedized fanout Cable, 48-Fiber, LSZH, 12 fiber PmP 2.0 mm Dca | CommScope® | SYSTIMAX ULL |  | Ruggedized fanout
UNGMXLACK |  | Base Product | Ultra Low Loss ULL TeraSPEED® MPO(Pinned) to LC/APC Ruggedized fanout Cable, 72-Fiber, LSZH, 12 fiber PmP 2.0 mm Dca | CommScope® | SYSTIMAX ULL |  | Ruggedized fanout
UNGMPSCCG |  | Base Product | Ultra Low Loss ULL TeraSPEED® MPO(Unpinned) to SC/UPC Ruggedized fanout Cable, 36-Fiber, LSZH, 12 fiber PmP 2.0 mm Dca | CommScope® | SYSTIMAX ULL |  | Ruggedized fanout
UNGMXLGCG |  | Base Product | Ultra Low Loss ULL TeraSPEED® MPO(Pinned) to LC/APC G B Ruggedized fanout Cable, 36-Fiber, LSZH, 12 fiber PmP 2.0 mm Dca | CommScope® | SYSTIMAX ULL |  | Ruggedized fanout
UNGMPLGCK |  | Base Product | Ultra Low Loss ULL TeraSPEED® MPO(Unpinned) to LC/APC G B Ruggedized fanout Cable, 72-Fiber, LSZH, 12 fiber PmP 2.0 mm Dca | CommScope® | SYSTIMAX ULL |  | Ruggedized fanout
UNGMXLUCK |  | Base Product | Ultra Low Loss ULL TeraSPEED® MPO(Pinned) to LC/UPC Uniboot Ruggedized fanout Cable, 72-Fiber, LSZH, 12 fiber PmP 2.0 mm Dca | CommScope® | SYSTIMAX ULL |  | Ruggedized fanout
UNGMPLFCD |  | Base Product | Ultra Low Loss ULL TeraSPEED® MPO(Unpinned) to LC/UPC G B Ruggedized fanout Cable, 12-Fiber, LSZH, 12 fiber PmP 2.0 mm Dca | CommScope® | SYSTIMAX ULL |  | Ruggedized fanout
UNGMXLCCM |  | Base Product | Ultra Low Loss ULL TeraSPEED® MPO(Pinned) to LC/UPC Ruggedized fanout Cable, 144-Fiber, LSZH, 12 fiber PmP 2.0 mm Dca | CommScope® | SYSTIMAX ULL |  | Ruggedized fanout
UNGMXLGCH |  | Base Product | Ultra Low Loss ULL TeraSPEED® MPO(Pinned) to LC/APC G B Ruggedized fanout Cable, 48-Fiber, LSZH, 12 fiber PmP 2.0 mm Dca | CommScope® | SYSTIMAX ULL |  | Ruggedized fanout
UNGMXLACM |  | Base Product | Ultra Low Loss ULL TeraSPEED® MPO(Pinned) to LC/APC Ruggedized fanout Cable, 144-Fiber, LSZH, 12 fiber PmP 2.0 mm Dca | CommScope® | SYSTIMAX ULL |  | Ruggedized fanout
UNGMXLUCL |  | Base Product | Ultra Low Loss ULL TeraSPEED® MPO(Pinned) to LC/UPC Uniboot Ruggedized fanout Cable, 96-Fiber, LSZH, 12 fiber PmP 2.0 mm Dca | CommScope® | SYSTIMAX ULL |  | Ruggedized fanout
UNGMXSCCL |  | Base Product | Ultra Low Loss ULL TeraSPEED® MPO(Pinned) to SC/UPC Ruggedized fanout Cable, 96-Fiber, LSZH, 12 fiber PmP 2.0 mm Dca | CommScope® | SYSTIMAX ULL |  | Ruggedized fanout
URVMPMPGD |  | Base Product | Ultra Low Loss (ULL) OM5 MPO12 (Unpinned) to MPO12 (Unpinned), Fiber Extension Cable Assembly, 12-Fiber, Low Smoke Zero Halogen | CommScope® | SYSTIMAX ULL |  | Fiber array cable assembly
URX2P2XHF |  | Base Product | Ultra Low Loss (ULL) OM4, MPO24 (Unpinned) to MPO24 (Pinned), 24-Fiber, Low Smoke Zero Halogen (LSZH) Patchcord | CommScope® | SYSTIMAX ULL |  | Fiber array cable assembly
URGQPLUJ8 |  | Base Product | Ultra Low Loss (ULL) Singlemode, MPO8 Unpinned to LC/UPC Uniboot, 8-Fiber Array Cord, Low Smoke Zero Halogen (LSZH)/Riser | CommScope® | SYSTIMAX ULL |  | Fiber array cable assembly
URVQPQPJ8 |  | Base Product | Ultra Low Loss (ULL) OM5 MPO8 (Unpinned) to MPO8 (Unpinned), Fiber Trunk Cable Assembly, 8-Fiber, Low Smoke Zero Halogen | CommScope® |  |  | Fiber array cable assembly
URXQFQFJ8 |  | Base Product | Ultra Low Loss (ULL) OM4 unpinned MPO-08 Polarity and Gender Changeable Patchcord, Low Smoke Zero Halogen (LSZH) | CommScope® | SYSTIMAX ULL |  | Fiber array cable assembly
URXMPLUGD |  | Base Product | Ultra Low Loss OM4 MPO12 Unpinned to LC/UPC Uniboot 12-Fiber Low Smoke Zero Halogen/Riser Array Cord | CommScope® | SYSTIMAX ULL |  | Fiber array cable assembly
URXQXLUJ8 |  | Base Product | Ultra Low Loss OM4 MPO8 Pinned to LC/UPC Uniboot 8-Fiber Low Smoke Zero Halogen/Riser Array Cord | CommScope® | SYSTIMAX ULL |  | Fiber array cable assembly
URVQPQXJ8 |  | Base Product | Ultra Low Loss (ULL) OM5 MPO8 (Unpinned) to MPO8 (Pinned), Fiber Extension Cable Assembly, 8-Fiber, Low Smoke Zero Halogen | CommScope® | SYSTIMAX ULL |  | Fiber array cable assembly
URXQPLCJ8 |  | Base Product | Ultra Low Loss (ULL) OM4 MPO8 (Unpinned) to LC/UPC, Fiber Extension Cable Assembly, 8-Fiber, Low Smoke Zero Halogen | CommScope® | SYSTIMAX ULL |  | Fiber array cable assembly
URXMPMPGD |  | Base Product | Ultra Low Loss (ULL) OM4 MPO12 (Unpinned) to MPO12 (Unpinned), Fiber Extension Cable Assembly, 12-Fiber, Low Smoke Zero Halogen | CommScope® | SYSTIMAX ULL |  | Fiber array cable assembly
URX2PLUHF |  | Base Product | Ultra Low Loss OM4 MPO24 Unpinned to LC/UPC Uniboot 24-Fiber Low Smoke Zero Halogen/Riser Array Cord | CommScope® | SYSTIMAX ULL |  | Fiber array cable assembly
URV2X2XHF |  | Base Product | Ultra Low Loss (ULL) OM5, MPO24 (Pinned) to MPO24 (Pinned), 24-Fiber, Low Smoke Zero Halogen (LSZH) Patchcord | CommScope® | SYSTIMAX ULL |  | Fiber array cable assembly
URXQXQXHF |  | Base Product | Ultra Low Loss (ULL) LazrSPEED® 550 OM4, MPO/8 (Pinned) to MPO/8 (Pinned), 24-Fiber, LSZH array cord | CommScope® | SYSTIMAX ULL |  | Fiber array cable assembly
URV2CMPHF |  | Base Product | Ultra Low Loss OM5, MPO24 (Unpinned) to MPO12 (Unpinned), Fiber Extension Cable Assembly, 24-Fiber, Low Smoke Zero Halogen | CommScope® | SYSTIMAX ULL |  | Fiber array cable assembly
URVMXLUGD |  | Base Product | Ultra Low Loss OM5 MPO12 Pinned to LC/UPC Uniboot 12-Fiber Low Smoke Zero Halogen/Riser Array Cord | CommScope® | SYSTIMAX ULL |  | Fiber array cable assembly
URX2PQPHF |  | Base Product | Ultra Low Loss OM4, MPO24 (Unpinned) to MPO8 QSFP (Unpinned), Fiber Extension Cable Assembly, 24-Fiber, Low Smoke Zero Halogen | CommScope® | SYSTIMAX ULL |  | Fiber array cable assembly
URXMPMPHF |  | Base Product | Ultra Low Loss (ULL) LazrSPEED® 550 OM4, MPO/12(Unpinned) to MPO/12(Unpinned), 24-Fiber, LSZH array cord | CommScope® | SYSTIMAX ULL |  | Fiber array cable assembly
URXQXQXJ8 |  | Base Product | Ultra Low Loss (ULL) OM4 MPO8 (Pinned) to MPO8 (Pinned), Fiber Extension Cable Assembly, 8-Fiber, Low Smoke Zero Halogen | CommScope® | SYSTIMAX ULL |  | Fiber array cable assembly
URVQXLUJ8 |  | Base Product | Ultra Low Loss OM5 MPO8 Pinned to LC/UPC Uniboot 8-Fiber Low Smoke Zero Halogen/Riser Array Cord | CommScope® | SYSTIMAX ULL |  | Fiber array cable assembly
URXQPMPHF |  | Base Product | Ultra Low Loss OM4, MPO8 QSFP (Unpinned) to MPO12 (Unpinned), Fiber Extension Cable Assembly, 24-Fiber, Low Smoke Zero Halogen | CommScope® | SYSTIMAX ULL |  | Fiber array cable assembly
URV2P2PHF |  | Base Product | Ultra Low Loss (ULL) OM5, MPO24 (Unpinned) to MPO24 (Unpinned), 24-Fiber, Low Smoke Zero Halogen (LSZH) Patchcord | CommScope® | SYSTIMAX ULL |  | Fiber array cable assembly
URVMXMXGD |  | Base Product | Ultra Low Loss (ULL) OM5 MPO12 (Pinned) to MPO12 (Pinned), Fiber Extension Cable Assembly, 12-Fiber, Low Smoke Zero Halogen | CommScope® | SYSTIMAX ULL |  | Fiber array cable assembly
URVQXQXJ8 |  | Base Product | Ultra Low Loss (ULL) OM5 MPO8 (Pinned) to MPO8 (Pinned), Fiber Extension Cable Assembly, 8-Fiber, Low Smoke Zero Halogen | CommScope® | SYSTIMAX ULL |  | Fiber array cable assembly
URXMPMXHF |  | Base Product | Ultra Low Loss (ULL) LazrSPEED® 550 OM4, MPO/12(Unpinned) to MPO/12(Pinned), 24-Fiber,LSZH array cord | CommScope® | SYSTIMAX ULL |  | Fiber array cable assembly
URX2XLCHF |  | Base Product | Ultra Low Loss OM4 MPO24 Pinned to LC/UPC 24-Fiber Low Smoke Zero Halogen Array Cord | CommScope® | SYSTIMAX ULL |  | Fiber array cable assembly
URVQFQFJ8 |  | Base Product | Ultra Low Loss (ULL) OM5 MPO8 Unpinned to MPO8 Unpinned, Polarity and Gender Changeable, Fiber Extension Cable Assembly, 8-Fiber, Low Smoke Zero Halogen | CommScope® | SYSTIMAX ULL |  | Fiber array cable assembly
URXQPMXHF |  | Base Product | Ultra Low Loss OM4, MPO8 QSFP (Unpinned) to MPO12 (Pinned), Fiber Extension Cable Assembly, 24-Fiber, Low Smoke Zero Halogen | CommScope® | SYSTIMAX ULL |  | Fiber array cable assembly
URX2XLUHF |  | Base Product | Ultra Low Loss OM4 MPO24 Pinned to LC/UPC Uniboot 24-Fiber Low Smoke Zero Halogen/Riser Array Cord | CommScope® | SYSTIMAX ULL |  | Fiber array cable assembly
URVQPLCJ8 |  | Base Product | Ultra Low Loss OM5 MPO8 Unpinned to LC/UPC 8-Fiber Low Smoke Zero Halogen Array Cord | CommScope® | SYSTIMAX ULL |  | Fiber array cable assembly
URX2XQPHF |  | Base Product | Ultra Low Loss OM4, MPO24 (Pinned) to MPO8 QSFP (Unpinned), Fiber Extension Cable Assembly, 24-Fiber, Low Smoke Zero Halogen | CommScope® | SYSTIMAX ULL |  | Fiber array cable assembly
URX2CMPHF |  | Base Product | Ultra Low Loss OM4, MPO24 (Unpinned) to MPO12 (Unpinned), Fiber Extension Cable Assembly, 24-Fiber, Low Smoke Zero Halogen | CommScope® | SYSTIMAX ULL |  | Fiber array cable assembly
URVMPLCGD |  | Base Product | Ultra Low Loss (ULL) OM5 MPO12 (Unpinned) to LC/UPC, Fiber Extension Cable Assembly, 12-Fiber, Low Smoke Zero Halogen | CommScope® | SYSTIMAX ULL |  | Fiber array cable assembly
URXQPQPJ8 |  | Base Product | Ultra Low Loss (ULL) OM4 MPO8 (Unpinned) to MPO8 (Unpinned), 8-Fiber, Low Smoke Zero Halogen | CommScope® | SYSTIMAX ULL |  | Fiber array cable assembly
URX2P2PHF |  | Base Product | Ultra Low Loss (ULL) OM4 MPO24 (Unpinned) to MPO24 (Unpinned), Fiber Trunk Cable Assembly, 24-Fiber, Low Smoke Zero Halogen (LSZH) | CommScope® | SYSTIMAX ULL |  | Fiber array cable assembly
URVQPMPHF |  | Base Product | Ultra Low Loss OM5, MPO8 QSFP (Unpinned) to MPO12 (Unpinned), Fiber Extension Cable Assembly, 24-Fiber, Low Smoke Zero Halogen | CommScope® | SYSTIMAX ULL |  | Fiber array cable assembly
URXMFMFGD |  | Base Product | Ultra Low Loss (ULL) OM4 MPO12 (Unpinned) Polarity and Gender Changeable, Fiber Extension Cable Assembly, 12-Fiber, Low Smoke Zero Halogen | CommScope® | SYSTIMAX ULL |  | Fiber array cable assembly
ACGSGUCNC |  | Base Product | Singlemode SC/APC to Stub, Fiber Pigtail 0.6 mm, 12-Fiber, Low Smoke Zero Halogen | CommScope® |  | ACG | Fiber pigtail ¦ unjacketed
AFGLFSGM2 |  | Base Product | Fiber Patch Cord, Singlemode G.657.A2, Grade B, LC/UPC to SC/APC, Duplex, 1.6 mm LSZH jacket | CommScope® |  | AFG | Fiber patch cord ¦ duplex
AFGSFSGM2 |  | Base Product | Fiber Patch Cord, Singlemode G.657.A2, Grade B, SC/UPC to SC/APC, Duplex, 1.6 mm LSZH jacket | CommScope® |  | AFG | Fiber patch cord ¦ duplex
AFGSGSGL1 |  | Base Product | Fiber Patch Cord, Singlemode G.657.A2, Grade B, SC/APC to SC/APC, Simplex, 1.6 mm LSZH jacket | CommScope® |  | AFG | Fiber patch cord ¦ simplex
AFGLGLGM2 |  | Base Product | Fiber Patch Cord, Singlemode G.657.A2, Grade B, LC/APC to LC/APC, Duplex, 1.6 mm LSZH jacket | CommScope® |  | AFG | Fiber patch cord ¦ duplex
AFGLFLFM2 |  | Base Product | Fiber Patch Cord, Singlemode G.657.A2, Grade B, LC/UPC to LC/UPC, Duplex, 1.6 mm LSZH jacket | CommScope® |  | AFG | Fiber patch cord ¦ duplex
AFGSGSGM2 |  | Base Product | Fiber Patch Cord, Singlemode G.657.A2, Grade B, SC/APC to SC/APC, Duplex, 1.6 mm LSZH jacket | CommScope® |  | AFG | Fiber patch cord ¦ duplex
AFGLFLGM2 |  | Base Product | Fiber Patch Cord, Singlemode G.657.A2, Grade B, LC/UPC to LC/APC, Duplex, 1.6 mm LSZH jacket | CommScope® |  | AFG | Fiber patch cord ¦ duplex
AFGLGSGL1 |  | Base Product | Fiber Patch Cord, Singlemode G.657.A2, Grade B, LC/APC to SC/APC, Simplex, 1.6 mm LSZH jacket | CommScope® |  | AFG | Fiber patch cord ¦ simplex
ACGLGUCN1 |  | Base Product | Singlemode LC/APC to Stub, Fiber Pigtail, Simplex 0.6 mm, Low Smoke Zero Halogen | CommScope® |  | ACG | Fiber pigtail ¦ unjacketed
AFGLFSFM2 |  | Base Product | Fiber Patch Cord, Singlemode G.657.A2, Grade B, LC/UPC to SC/UPC, Duplex, 1.6 mm LSZH jacket | CommScope® |  | AFG | Fiber patch cord ¦ duplex
AFGLFSGL1 |  | Base Product | Fiber Patch Cord, Singlemode G.657.A2, Grade B, LC/UPC to SC/APC, Simplex, 1.6 mm LSZH jacket | CommScope® |  | AFG | Fiber patch cord ¦ simplex
ACGLGUCNC |  | Base Product | Singlemode LC/APC to Stub, Fiber Pigtail 0.6 mm, 12-Fiber, Low Smoke Zero Halogen | CommScope® |  | ACG | Fiber pigtail ¦ unjacketed
CAGNB | IP6A-06PUTP-PG1S-1100L | Base Product | InstaPATCH® Cu GigaSPEED X10D® U/UTP Plenum Preterminated Copper Cable, single row standard density RJ45 plug to 1100 module, 6 links | CommScope® | GigaSPEED X10D® ¦ InstaPATCH® Cu |  | Copper trunk cable assembly
CANNG | IP6A-24PUTP-1100L-1100L | Base Product | InstaPATCH® Cu GigaSPEED X10D® U/UTP Plenum Preterminated Copper Cable, 1100 module to 1100 module, 24 links | CommScope® | GigaSPEED X10D® ¦ InstaPATCH® Cu |  | Copper trunk cable assembly
CAHXG | IP6A-24PUTP-PG2S-BLUNT | Base Product | InstaPATCH® Cu GigaSPEED X10D® U/UTP Plenum Preterminated Copper Cable, dual row standard density RJ45 plug to unterminated, 24 links | CommScope® | GigaSPEED X10D® ¦ InstaPATCH® Cu |  | Copper trunk cable assembly
CABTE | IP6A-16PUTP-O2S-1LK08 | Base Product | InstaPATCH® Cu GigaSPEED X10D® U/UTP Plenum Preterminated Copper Cable, dual row standard density outlet to dual row OneLink 2x4, 16 links | CommScope® | GigaSPEED X10D® ¦ InstaPATCH® Cu |  | Copper trunk cable assembly
CANRB | IP6A-06PUTP-1100L-1100E | Base Product | InstaPATCH® Cu GigaSPEED X10D® U/UTP Plenum Preterminated Copper Cable, 1100 module to 360 1100 Evolve module, 6 links | CommScope® | GigaSPEED X10D® ¦ InstaPATCH® Cu |  | Copper trunk cable assembly
CAHHG | IP6A-24PUTP-PG2S-PG2S | Base Product | InstaPATCH® Cu GigaSPEED X10D® U/UTP Plenum Preterminated Copper Cable, dual row standard density RJ45 plug to dual row standard density RJ45 plug, 24 links | CommScope® | GigaSPEED X10D® ¦ InstaPATCH® Cu |  | Copper trunk cable assembly
CACCF | IP6A-18PUTP-O2H-O2H | Base Product | InstaPATCH® Cu GigaSPEED X10D® U/UTP Plenum Preterminated Copper Cable, dual row high density outlet to dual row standard density outlet, 18 links | CommScope® | GigaSPEED X10D® ¦ InstaPATCH® Cu |  | Copper trunk cable assembly
CARXF | IP6A-18PUTP-1100E-BLUNT | Base Product | InstaPATCH® Cu GigaSPEED X10D® U/UTP Plenum Preterminated Copper Cable, 360 1100 Evolve module to unterminated, 18 links | CommScope® | GigaSPEED X10D® ¦ InstaPATCH® Cu |  | Copper trunk cable assembly
CARND | IP6A-12PUTP-1100E-1100L | Base Product | InstaPATCH® Cu GigaSPEED X10D® U/UTP Plenum Preterminated Copper Cable, 360 1100 Evolve module to 1100 module, 12 links | CommScope® | GigaSPEED X10D® ¦ InstaPATCH® Cu |  | Copper trunk cable assembly
CANRD | IP6A-12PUTP-1100L-1100E | Base Product | InstaPATCH® Cu GigaSPEED X10D® U/UTP Plenum Preterminated Copper Cable, 1100 module to 360 1100 Evolve module, 12 links | CommScope® | GigaSPEED X10D® ¦ InstaPATCH® Cu |  | Copper trunk cable assembly
CACCG | IP6A-24PUTP-O2H-O2H | Base Product | InstaPATCH® Cu GigaSPEED X10D® U/UTP Plenum Preterminated Copper Cable, dual row high density outlet to dual row standard density outlet, 24 links | CommScope® | GigaSPEED X10D® ¦ InstaPATCH® Cu |  | Copper trunk cable assembly
CAJNG | IP6A-24PUTP-PG2H-1100L | Base Product | InstaPATCH® Cu GigaSPEED X10D® U/UTP Plenum Preterminated Copper Cable, dual row high density RJ45 plug to 1100 module, 24 links | CommScope® | GigaSPEED X10D® ¦ InstaPATCH® Cu |  | Copper trunk cable assembly
CARXG | IP6A-24PUTP-1100E-BLUNT | Base Product | InstaPATCH® Cu GigaSPEED X10D® U/UTP Plenum Preterminated Copper Cable, 360 1100 Evolve module to unterminated, 24 links | CommScope® | GigaSPEED X10D® ¦ InstaPATCH® Cu |  | Copper trunk cable assembly
CAHNG | IP6A-24PUTP-PG2S-1100L | Base Product | InstaPATCH® Cu GigaSPEED X10D® U/UTP Plenum Preterminated Copper Cable, dual row standard density RJ45 plug to 1100 module, 24 links | CommScope® | GigaSPEED X10D® ¦ InstaPATCH® Cu |  | Copper trunk cable assembly
CAJRG | IP6A-24PUTP-PG2H-1100E | Base Product | InstaPATCH® Cu GigaSPEED X10D® U/UTP Plenum Preterminated Copper Cable, dual row high density RJ45 plug to 360 1100 Evolve module, 24 links | CommScope® | GigaSPEED X10D® ¦ InstaPATCH® Cu |  | Copper trunk cable assembly
CBANB | IP6A-06RUTP-O1S-1100L | Base Product | InstaPATCH® Cu GigaSPEED X10D® U/UTP Riser Preterminated Copper Cable, single row standard density outlet to 1100 module, 6 links | CommScope® | GigaSPEED X10D® ¦ InstaPATCH® Cu |  | Copper trunk cable assembly
CACGG | IP6A-24PUTP-O2H-PG1S | Base Product | InstaPATCH® Cu GigaSPEED X10D® U/UTP Plenum Preterminated Copper Cable, dual row high density outlet to single row standard density RJ45 plug, 24 links | CommScope® | GigaSPEED X10D® ¦ InstaPATCH® Cu |  | Copper trunk cable assembly
CAJXG | IP6A-24PUTP-PG2H-BLUNT | Base Product | InstaPATCH® Cu GigaSPEED X10D® U/UTP Plenum Preterminated Copper Cable, dual row high density RJ45 plug to unterminated, 24 links | CommScope® | GigaSPEED X10D® ¦ InstaPATCH® Cu |  | Copper trunk cable assembly
CANXD | IP6A-12PUTP-1100L-BLUNT | Base Product | InstaPATCH® Cu GigaSPEED X10D® U/UTP Plenum Preterminated Copper Cable, 1100 module to unterminated, 12 links | CommScope® | GigaSPEED X10D® ¦ InstaPATCH® Cu |  | Copper trunk cable assembly
CBAAB | IP6A-06RUTP-O1S-O1S | Base Product | InstaPATCH® Cu GigaSPEED X10D® U/UTP Riser Preterminated Copper Cable, single row standard density outlet to single row standard density outlet, 6 links | CommScope® | GigaSPEED X10D® ¦ InstaPATCH® Cu |  | Copper trunk cable assembly
CBBXC | IP6A-08RUTP-O2S-BLUNT | Base Product | InstaPATCH® Cu GigaSPEED X10D® U/UTP Riser Preterminated Copper Cable, dual row standard density outlet to unterminated, 8 links | CommScope® | GigaSPEED X10D® ¦ InstaPATCH® Cu |  | Copper trunk cable assembly
CBBNB | IP6A-06RUTP-O2S-1100L | Base Product | InstaPATCH® Cu GigaSPEED X10D® U/UTP Riser Preterminated Copper Cable, dual row standard density outlet to 1100 module, 6 links | CommScope® | GigaSPEED X10D® ¦ InstaPATCH® Cu |  | Copper trunk cable assembly
CBGRG | IP6A-24RUTP-PLUG-1100E | Base Product | InstaPATCH® Cu GigaSPEED X10D® U/UTP Riser Preterminated Copper Cable, RJ 45 to 360 1100 Evolve module, 24 links | CommScope® | GigaSPEED X10D® ¦ InstaPATCH® Cu |  | Copper trunk cable assembly
CBCCB | IP6A-06RUTP-O2H-O2H | Base Product | InstaPATCH® Cu GigaSPEED X10D® U/UTP Riser Preterminated Copper Cable, dual row high density outlet to dual row high density outlet, 6 links | CommScope® | GigaSPEED X10D® ¦ InstaPATCH® Cu |  | Copper trunk cable assembly
CBBRB | IP6A-06RUTP-O2S-1100E | Base Product | InstaPATCH® Cu GigaSPEED X10D® U/UTP Riser Preterminated Copper Cable, dual row standard density outlet to 360 1100 Evolve module, 6 links | CommScope® | GigaSPEED X10D® ¦ InstaPATCH® Cu |  | Copper trunk cable assembly
CARRD | IP6A-12PUTP-1100E-1100E | Base Product | InstaPATCH® Cu GigaSPEED X10D® U/UTP Plenum Preterminated Copper Cable, 360 1100 Evolve module to 360 1100 Evolve module, 12 links | CommScope® | GigaSPEED X10D® ¦ InstaPATCH® Cu |  | Copper trunk cable assembly
CBBAD | IP6A-12RUTP-O2S-O1S | Base Product | InstaPATCH® Cu GigaSPEED X10D® U/UTP Riser Preterminated Copper Cable, dual row standard density outlet to single row standard density outlet, 12 links | CommScope® | GigaSPEED X10D® ¦ InstaPATCH® Cu |  | Copper trunk cable assembly
CBGXA | IP6A-04RUTP-PG1S-BLUNT | Base Product | InstaPATCH® Cu GigaSPEED X10D® U/UTP Riser Preterminated Copper Cable, single row standard density RJ45 plug to unterminated, 4 links | CommScope® | GigaSPEED X10D® ¦ InstaPATCH® Cu |  | Copper trunk cable assembly
CBCCF | IP6A-18RUTP-O2H-O2H | Base Product | InstaPATCH® Cu GigaSPEED X10D® U/UTP Riser Preterminated Copper Cable, dual row high density outlet to dual row high density outlet, 18 links | CommScope® | GigaSPEED X10D® ¦ InstaPATCH® Cu |  | Copper trunk cable assembly
CBBAG | IP6A-24RUTP-O2S-O1S | Base Product | InstaPATCH® Cu GigaSPEED X10D® U/UTP Riser Preterminated Copper Cable, dual row standard density outlet to single row standard density outlet, 24 links | CommScope® | GigaSPEED X10D® ¦ InstaPATCH® Cu |  | Copper trunk cable assembly
CBGXB | IP6A-06RUTP-PG1S-BLUNT | Base Product | InstaPATCH® Cu GigaSPEED X10D® U/UTP Riser Preterminated Copper Cable, single row standard density RJ45 plug to unterminated, 6 links | CommScope® | GigaSPEED X10D® ¦ InstaPATCH® Cu |  | Copper trunk cable assembly
CARRG | IP6A-24PUTP-1100E-1100E | Base Product | InstaPATCH® Cu GigaSPEED X10D® U/UTP Plenum Preterminated Copper Cable, 360 1100 Evolve module to 360 1100 Evolve module, 24 links | CommScope® | GigaSPEED X10D® ¦ InstaPATCH® Cu |  | Copper trunk cable assembly
CBBSD | IP6A-12RUTP-O2S-1LK12 | Base Product | InstaPATCH® Cu GigaSPEED X10D® U/UTP Riser Preterminated Copper Cable, dual row standard density outlet to dual row OneLink 2x6, 12 links | CommScope® | GigaSPEED X10D® ¦ InstaPATCH® Cu |  | Copper trunk cable assembly
CBGXD | IP6A-12RUTP-PG1S-BLUNT | Base Product | InstaPATCH® Cu GigaSPEED X10D® U/UTP Riser Preterminated Copper Cable, single row standard density RJ45 plug to unterminated, 12 links | CommScope® | GigaSPEED X10D® ¦ InstaPATCH® Cu |  | Copper trunk cable assembly
CBGGD | IP6A-12RUTP-PG1S-PG1S | Base Product | InstaPATCH® Cu GigaSPEED X10D® U/UTP Riser Preterminated Copper Cable, single row standard density RJ45 plug to single row standard density RJ45 plug, 12 links | CommScope® | GigaSPEED X10D® ¦ InstaPATCH® Cu |  | Copper trunk cable assembly
CBHHG | IP6A-24RUTP-PG2S-PG2S | Base Product | InstaPATCH® Cu GigaSPEED X10D® U/UTP Riser Preterminated Copper Cable, dual row standard density RJ45 plug to dual row standard density RJ45 plug, 24 links | CommScope® | GigaSPEED X10D® ¦ InstaPATCH® Cu |  | Copper trunk cable assembly
CBHSD | IP6A-12RUTP-PG2S-1LK12 | Base Product | InstaPATCH® Cu GigaSPEED X10D® U/UTP Riser Preterminated Copper Cable, dual row standard density RJ45 plug to dual row OneLink 2x6, 12 links | CommScope® | GigaSPEED X10D® ¦ InstaPATCH® Cu |  | Copper trunk cable assembly
CBBTC | IP6A-08RUTP-O2S-1LK08 | Base Product | InstaPATCH® Cu GigaSPEED X10D® U/UTP Riser Preterminated Copper Cable, dual row standard density outlet to dual row OneLink 2x4, 8 links | CommScope® | GigaSPEED X10D® ¦ InstaPATCH® Cu |  | Copper trunk cable assembly
CBHND | IP6A-12RUTP-PG2S-1100L | Base Product | InstaPATCH® Cu GigaSPEED X10D® U/UTP Riser Preterminated Copper Cable, dual row standard density RJ45 plug to 1100 module, 12 links | CommScope® | GigaSPEED X10D® ¦ InstaPATCH® Cu |  | Copper trunk cable assembly
CBGNB | IP6A-06RUTP-PG1S-1100L | Base Product | InstaPATCH® Cu GigaSPEED X10D® U/UTP Riser Preterminated Copper Cable, single row standard density RJ45 plug to 1100 module, 6 links | CommScope® | GigaSPEED X10D® ¦ InstaPATCH® Cu |  | Copper trunk cable assembly
CBAXD | IP6A-12RUTP-O1S-BLUNT | Base Product | InstaPATCH® Cu GigaSPEED X10D® U/UTP Riser Preterminated Copper Cable, single row standard density outlet to unterminated, 12 links | CommScope® | GigaSPEED X10D® ¦ InstaPATCH® Cu |  | Copper trunk cable assembly
CBABC | IP6A-08RUTP-O1S-O2S | Base Product | InstaPATCH® Cu GigaSPEED X10D® U/UTP Riser Preterminated Copper Cable, single row standard density outlet to dual row standard density outlet, 8 links | CommScope® | GigaSPEED X10D® ¦ InstaPATCH® Cu |  | Copper trunk cable assembly
CBJJG | IP6A-24RUTP-PG2H-PG2H | Base Product | InstaPATCH® Cu GigaSPEED X10D® U/UTP Riser Preterminated Copper Cable, dual row high density RJ45 plug to dual row high density RJ45 plug, 24 links | CommScope® | GigaSPEED X10D® ¦ InstaPATCH® Cu |  | Copper trunk cable assembly
CBABD | IP6A-12RUTP-O1S-O2S | Base Product | InstaPATCH® Cu GigaSPEED X10D® U/UTP Riser Preterminated Copper Cable, single row standard density outlet to dual row standard density outlet, 12 links | CommScope® | GigaSPEED X10D® ¦ InstaPATCH® Cu |  | Copper trunk cable assembly
CBJNG | IP6A-24RUTP-PG2H-1100L | Base Product | InstaPATCH® Cu GigaSPEED X10D® U/UTP Riser Preterminated Copper Cable, dual row high density RJ45 plug to 1100 module, 24 links | CommScope® | GigaSPEED X10D® ¦ InstaPATCH® Cu |  | Copper trunk cable assembly
CBABG | IP6A-24RUTP-O1S-O2S | Base Product | InstaPATCH® Cu GigaSPEED X10D® U/UTP Riser Preterminated Copper Cable, single row standard density outlet to dual row standard density outlet, 24 links | CommScope® | GigaSPEED X10D® ¦ InstaPATCH® Cu |  | Copper trunk cable assembly
CBNXF | IP6A-18RUTP-1100L-BLUNT | Base Product | InstaPATCH® Cu GigaSPEED X10D® U/UTP Riser Preterminated Copper Cable, 1100 module to unterminated, 18 links | CommScope® | GigaSPEED X10D® ¦ InstaPATCH® Cu |  | Copper trunk cable assembly
CBGNG | IP6A-24RUTP-PG1S-1100L | Base Product | InstaPATCH® Cu GigaSPEED X10D® U/UTP Riser Preterminated Copper Cable, single row standard density RJ45 plug to 1100 module, 24 links | CommScope® | GigaSPEED X10D® ¦ InstaPATCH® Cu |  | Copper trunk cable assembly
CBJRG | IP6A-24RUTP-PG2H-1100E | Base Product | InstaPATCH® Cu GigaSPEED X10D® U/UTP Riser Preterminated Copper Cable, dual row high density RJ45 plug to 360 1100 Evolve module, 24 links | CommScope® | GigaSPEED X10D® ¦ InstaPATCH® Cu |  | Copper trunk cable assembly
CBAGG | IP6A-24RUTP-O1S-PG1S | Base Product | InstaPATCH® Cu GigaSPEED X10D® U/UTP Riser Preterminated Copper Cable, single row standard density outlet to single row standard density RJ45 plug, 24 links | CommScope® | GigaSPEED X10D® ¦ InstaPATCH® Cu |  | Copper trunk cable assembly
CBNXG | IP6A-24RUTP-1100L-BLUNT | Base Product | InstaPATCH® Cu GigaSPEED X10D® U/UTP Riser Preterminated Copper Cable, 1100 module to unterminated, 24 links | CommScope® | GigaSPEED X10D® ¦ InstaPATCH® Cu |  | Copper trunk cable assembly
CBNNB | IP6A-06RUTP-1100L-1100L | Base Product | InstaPATCH® Cu GigaSPEED X10D® U/UTP Riser Preterminated Copper Cable, 1100 module to 1100 module, 6 links | CommScope® | GigaSPEED X10D® ¦ InstaPATCH® Cu |  | Copper trunk cable assembly
CBRNB | IP6A-06RUTP-1100E-1100L | Base Product | InstaPATCH® Cu GigaSPEED X10D® U/UTP Riser Preterminated Copper Cable, 360 1100 Evolve module to 1100 module, 6 links | CommScope® | GigaSPEED X10D® ¦ InstaPATCH® Cu |  | Copper trunk cable assembly
CCAAB | IP6A-06LUTP-O1S-O1S | Base Product | InstaPATCH® Cu GigaSPEED X10D® U/UTP LSZH Preterminated Copper Cable, single row standard density outlet to single row standard density outlet, 6 links | CommScope® | GigaSPEED X10D® ¦ InstaPATCH® Cu |  | Copper trunk cable assembly
CBAHG | IP6A-24RUTP-O1S-PG2S | Base Product | InstaPATCH® Cu GigaSPEED X10D® U/UTP Riser Preterminated Copper Cable, dual row standard density outlet to single row standard density RJ45 plug, 24 links | CommScope® | GigaSPEED X10D® ¦ InstaPATCH® Cu |  | Copper trunk cable assembly
CBGRD | IP6A-12RUTP-PG1S-1100E | Base Product | InstaPATCH® Cu GigaSPEED X10D® U/UTP Riser Preterminated Copper Cable, single row standard density RJ45 plug to 360 1100 Evolve module, 12 links | CommScope® | GigaSPEED X10D® ¦ InstaPATCH® Cu |  | Copper trunk cable assembly
CBNRB | IP6A-06RUTP-1100L-1100E | Base Product | InstaPATCH® Cu GigaSPEED X10D® U/UTP Riser Preterminated Copper Cable, 1100 module to 360 1100 Evolve module, 6 links | CommScope® | GigaSPEED X10D® ¦ InstaPATCH® Cu |  | Copper trunk cable assembly
CCAJG | IP6A-24LUTP-O1S-PG2H | Base Product | InstaPATCH® Cu GigaSPEED X10D® U/UTP LSZH Preterminated Copper Cable, single row standard density outlet to dual row high density RJ45 plug, 24 links | CommScope® | GigaSPEED X10D® ¦ InstaPATCH® Cu |  | Copper trunk cable assembly
CCAAD | IP6A-12LUTP-O1S-O1S | Base Product | InstaPATCH® Cu GigaSPEED X10D® U/UTP LSZH Preterminated Copper Cable, single row standard density outlet to single row standard density outlet, 12 links | CommScope® | GigaSPEED X10D® ¦ InstaPATCH® Cu |  | Copper trunk cable assembly
CBRXB | IP6A-06RUTP-1100E-BLUNT | Base Product | InstaPATCH® Cu GigaSPEED X10D® U/UTP Riser Preterminated Copper Cable, 360 1100 Evolve module to unterminated, 6 links | CommScope® | GigaSPEED X10D® ¦ InstaPATCH® Cu |  | Copper trunk cable assembly
CBNRF | IP6A-18RUTP-1100L-1100E | Base Product | InstaPATCH® Cu GigaSPEED X10D® U/UTP Riser Preterminated Copper Cable, 1100 module to 360 1100 Evolve module, 18 links | CommScope® | GigaSPEED X10D® ¦ InstaPATCH® Cu |  | Copper trunk cable assembly
CCAXD | IP6A-12LUTP-O1S-BLUNT | Base Product | InstaPATCH® Cu GigaSPEED X10D® U/UTP LSZH Preterminated Copper Cable, single row standard density outlet to unterminated, 12 links | CommScope® | GigaSPEED X10D® ¦ InstaPATCH® Cu |  | Copper trunk cable assembly
CCAAG | IP6A-24LUTP-O1S-O1S | Base Product | InstaPATCH® Cu GigaSPEED X10D® U/UTP LSZH Preterminated Copper Cable, single row standard density outlet to single row standard density outlet, 24 links | CommScope® | GigaSPEED X10D® ¦ InstaPATCH® Cu |  | Copper trunk cable assembly
CCAXG | IP6A-24LUTP-O1S-BLUNT | Base Product | InstaPATCH® Cu GigaSPEED X10D® U/UTP LSZH Preterminated Copper Cable, single row standard density outlet to unterminated, 24 links | CommScope® | GigaSPEED X10D® ¦ InstaPATCH® Cu |  | Copper trunk cable assembly
CCASD | IP6A-12LUTP-O1S-1LK12 | Base Product | InstaPATCH® Cu GigaSPEED X10D® U/UTP LSZH Preterminated Copper Cable, single row standard density outlet to dual row OneLink 2x6, 12 links | CommScope® | GigaSPEED X10D® ¦ InstaPATCH® Cu |  | Copper trunk cable assembly
CBRXF | IP6A-18RUTP-1100E-BLUNT | Base Product | InstaPATCH® Cu GigaSPEED X10D® U/UTP Riser Preterminated Copper Cable, 360 1100 Evolve module to unterminated, 18 links | CommScope® | GigaSPEED X10D® ¦ InstaPATCH® Cu |  | Copper trunk cable assembly
CCBAB | IP6A-06LUTP-O2S-O1S | Base Product | InstaPATCH® Cu GigaSPEED X10D® U/UTP LSZH Preterminated Copper Cable, dual row standard density outlet to single row standard density outlet, 6 links | CommScope® | GigaSPEED X10D® ¦ InstaPATCH® Cu |  | Copper trunk cable assembly
CBCHG | IP6A-24RUTP-O2H-PG2S | Base Product | InstaPATCH® Cu GigaSPEED X10D® U/UTP Riser Preterminated Copper Cable, dual row high density outlet to dual row standard density RJ45 plug, 24 links | CommScope® | GigaSPEED X10D® ¦ InstaPATCH® Cu |  | Copper trunk cable assembly
CCABC | IP6A-08LUTP-O1S-O2S | Base Product | InstaPATCH® Cu GigaSPEED X10D® U/UTP LSZH Preterminated Copper Cable, single row standard density outlet to dual row standard density outlet, 8 links | CommScope® | GigaSPEED X10D® ¦ InstaPATCH® Cu |  | Copper trunk cable assembly
CCATE | IP6A-16LUTP-O1S-1LK08 | Base Product | InstaPATCH® Cu GigaSPEED X10D® U/UTP LSZH Preterminated Copper Cable, single row standard density outlet to dual row OneLink 2x4, 16 links | CommScope® | GigaSPEED X10D® ¦ InstaPATCH® Cu |  | Copper trunk cable assembly
CCBGG | IP6A-24LUTP-O2S-PLUG | Base Product | InstaPATCH® Cu GigaSPEED X10D® U/UTP LSZH Preterminated Copper Cable, dual row standard density outlet to RJ45, 24 links | CommScope® | GigaSPEED X10D® ¦ InstaPATCH® Cu |  | Copper trunk cable assembly
CCABG | IP6A-24LUTP-O1S-O2S | Base Product | InstaPATCH® Cu GigaSPEED X10D® U/UTP LSZH Preterminated Copper Cable, single row standard density outlet to dual row standard density outlet, 24 links | CommScope® | GigaSPEED X10D® ¦ InstaPATCH® Cu |  | Copper trunk cable assembly
CCAXB | IP6A-06LUTP-O1S-BLUNT | Base Product | InstaPATCH® Cu GigaSPEED X10D® U/UTP LSZH Preterminated Copper Cable, single row standard density outlet to unterminated, 6 links | CommScope® | GigaSPEED X10D® ¦ InstaPATCH® Cu |  | Copper trunk cable assembly
CCBXC | IP6A-08LUTP-O2S-BLUNT | Base Product | InstaPATCH® Cu GigaSPEED X10D® U/UTP LSZH Preterminated Copper Cable, dual row standard density outlet to unterminated, 8 links | CommScope® | GigaSPEED X10D® ¦ InstaPATCH® Cu |  | Copper trunk cable assembly
CCBJG | IP6A-24LUTP-O2S-PG2H | Base Product | InstaPATCH® Cu GigaSPEED X10D® U/UTP LSZH Preterminated Copper Cable, dual row standard density outlet to dual row high density RJ45 plug, 24 links | CommScope® | GigaSPEED X10D® ¦ InstaPATCH® Cu |  | Copper trunk cable assembly
CCAXC | IP6A-08LUTP-O1S-BLUNT | Base Product | InstaPATCH® Cu GigaSPEED X10D® U/UTP LSZH Preterminated Copper Cable, single row standard density outlet to unterminated, 8 links | CommScope® | GigaSPEED X10D® ¦ InstaPATCH® Cu |  | Copper trunk cable assembly
CCBXD | IP6A-12LUTP-O2S-BLUNT | Base Product | InstaPATCH® Cu GigaSPEED X10D® U/UTP LSZH Preterminated Copper Cable, dual row standard density outlet to unterminated, 12 links | CommScope® | GigaSPEED X10D® ¦ InstaPATCH® Cu |  | Copper trunk cable assembly
CCBBB | IP6A-06LUTP-O2S-O2S | Base Product | InstaPATCH® Cu GigaSPEED X10D® U/UTP LSZH Preterminated Copper Cable, dual row standard density outlet to dual row standard density outlet, 6 links | CommScope® | GigaSPEED X10D® ¦ InstaPATCH® Cu |  | Copper trunk cable assembly
CCBNB | IP6A-06LUTP-O2S-1100L | Base Product | InstaPATCH® Cu GigaSPEED X10D® U/UTP LSZH Preterminated Copper Cable, dual row standard density outlet to 1100 module, 6 links | CommScope® | GigaSPEED X10D® ¦ InstaPATCH® Cu |  | Copper trunk cable assembly
CCCJG | IP6A-24LUTP-O2H-PG2H | Base Product | InstaPATCH® Cu GigaSPEED X10D® U/UTP LSZH Preterminated Copper Cable, dual row high density outlet to dual row high density RJ45 plug, 24 links | CommScope® | GigaSPEED X10D® ¦ InstaPATCH® Cu |  | Copper trunk cable assembly
CBTXC | IP6A-08RUTP-1LK08-BLUNT | Base Product | InstaPATCH® Cu GigaSPEED X10D® U/UTP Riser Preterminated Copper Cable, dual row OneLink 2x4 to unterminated, 8 links | CommScope® | GigaSPEED X10D® ¦ InstaPATCH® Cu |  | Copper trunk cable assembly
CCCSD | IP6A-12LUTP-O2H-1LK12 | Base Product | InstaPATCH® Cu GigaSPEED X10D® U/UTP LSZH Preterminated Copper Cable, dual row high density outlet to dual row OneLink 2x6, 12 links | CommScope® | GigaSPEED X10D® ¦ InstaPATCH® Cu |  | Copper trunk cable assembly
CCCCB | IP6A-06LUTP-O2H-O2H | Base Product | InstaPATCH® Cu GigaSPEED X10D® U/UTP LSZH Preterminated Copper Cable, dual row high density outlet to dual row high density outlet, 6 links | CommScope® | GigaSPEED X10D® ¦ InstaPATCH® Cu |  | Copper trunk cable assembly
CCGRB | IP6A-06LUTP-PLUG-1100E | Base Product | InstaPATCH® Cu GigaSPEED X10D® U/UTP LSZH Preterminated Copper Cable, RJ45 to 360 1100 Evolve module, 6 links | CommScope® | GigaSPEED X10D® ¦ InstaPATCH® Cu |  | Copper trunk cable assembly
CCBBC | IP6A-08LUTP-O2S-O2S | Base Product | InstaPATCH® Cu GigaSPEED X10D® U/UTP LSZH Preterminated Copper Cable, dual row standard density outlet to dual row standard density outlet, 8 links | CommScope® | GigaSPEED X10D® ¦ InstaPATCH® Cu |  | Copper trunk cable assembly
CCCCD | IP6A-12LUTP-O2H-O2H | Base Product | InstaPATCH® Cu GigaSPEED X10D® U/UTP LSZH Preterminated Copper Cable, dual row high density outlet to dual row high density outlet, 12 links | CommScope® | GigaSPEED X10D® ¦ InstaPATCH® Cu |  | Copper trunk cable assembly
CCGRD | IP6A-12LUTP-PLUG-1100E | Base Product | InstaPATCH® Cu GigaSPEED X10D® U/UTP LSZH Preterminated Copper Cable, RJ45 to 360 1100 Evolve module, 12 links | CommScope® | GigaSPEED X10D® ¦ InstaPATCH® Cu |  | Copper trunk cable assembly
CCBSD | IP6A-12LUTP-O2S-1LK12 | Base Product | InstaPATCH® Cu GigaSPEED X10D® U/UTP LSZH Preterminated Copper Cable, dual row standard density outlet to dual row OneLink 2x6, 12 links | CommScope® | GigaSPEED X10D® ¦ InstaPATCH® Cu |  | Copper trunk cable assembly
CCGRG | IP6A-24LUTP-PG1S-1100E | Base Product | InstaPATCH® Cu GigaSPEED X10D® U/UTP LSZH Preterminated Copper Cable, single row standard density RJ45 plug to 360 1100 Evolve module, 24 links | CommScope® | GigaSPEED X10D® ¦ InstaPATCH® Cu |  | Copper trunk cable assembly
CCGGB | IP6A-06LUTP-PG1S-PG1S | Base Product | InstaPATCH® Cu GigaSPEED X10D® U/UTP LSZH Preterminated Copper Cable, single row standard density RJ45 plug to single row standard density RJ45 plug, 6 links | CommScope® | GigaSPEED X10D® ¦ InstaPATCH® Cu |  | Copper trunk cable assembly
CCCCG | IP6A-24LUTP-O2H-O2H | Base Product | InstaPATCH® Cu GigaSPEED X10D® U/UTP LSZH Preterminated Copper Cable, dual row high density outlet to dual row high density outlet, 24 links | CommScope® | GigaSPEED X10D® ¦ InstaPATCH® Cu |  | Copper trunk cable assembly
CCHHG | IP6A-24LUTP-PG2S-PG2S | Base Product | InstaPATCH® Cu GigaSPEED X10D® U/UTP LSZH Preterminated Copper Cable, dual row standard density RJ45 plug to dual row standard density RJ45 plug, 24 links | CommScope® | GigaSPEED X10D® ¦ InstaPATCH® Cu |  | Copper trunk cable assembly
CCGSD | IP6A-12LUTP-PLUG-1LK12 | Base Product | InstaPATCH® Cu GigaSPEED X10D® U/UTP LSZH Preterminated Copper Cable, RJ45 to dual row OneLink 2x6, 12 links | CommScope® | GigaSPEED X10D® ¦ InstaPATCH® Cu |  | Copper trunk cable assembly
CCBTC | IP6A-08LUTP-O2S-1LK08 | Base Product | InstaPATCH® Cu GigaSPEED X10D® U/UTP LSZH Preterminated Copper Cable, dual row standard density outlet to dual row OneLink 2x4, 8 links | CommScope® | GigaSPEED X10D® ¦ InstaPATCH® Cu |  | Copper trunk cable assembly
CCCGG | IP6A-24LUTP-O2H-PG1S | Base Product | InstaPATCH® Cu GigaSPEED X10D® U/UTP LSZH Preterminated Copper Cable, dual row high density outlet to single row standard density RJ45 plug, 24 links | CommScope® | GigaSPEED X10D® ¦ InstaPATCH® Cu |  | Copper trunk cable assembly
CBCJG | IP6A-24RUTP-O2H-PG2H | Base Product | InstaPATCH® Cu GigaSPEED X10D® U/UTP Riser Preterminated Copper Cable, dual row high density outlet to dual row high density RJ45 plug, 24 links | CommScope® | GigaSPEED X10D® ¦ InstaPATCH® Cu |  | Copper trunk cable assembly
CCCHG | IP6A-24LUTP-O2H-PG2S | Base Product | InstaPATCH® Cu GigaSPEED X10D® U/UTP LSZH Preterminated Copper Cable, dual row high density outlet to dual row standard density RJ45 plug, 24 links | CommScope® | GigaSPEED X10D® ¦ InstaPATCH® Cu |  | Copper trunk cable assembly
CCJXG | IP6A-24LUTP-PG2H-BLUNT | Base Product | InstaPATCH® Cu GigaSPEED X10D® U/UTP LSZH Preterminated Copper Cable, dual row high density RJ45 plug to unterminated, 24 links | CommScope® | GigaSPEED X10D® ¦ InstaPATCH® Cu |  | Copper trunk cable assembly
CCBTE | IP6A-16LUTP-O2S-1LK08 | Base Product | InstaPATCH® Cu GigaSPEED X10D® U/UTP LSZH Preterminated Copper Cable, dual row standard density outlet to dual row OneLink 2x4, 16 links | CommScope® | GigaSPEED X10D® ¦ InstaPATCH® Cu |  | Copper trunk cable assembly
CCHND | IP6A-12LUTP-PG2S-1100L | Base Product | InstaPATCH® Cu GigaSPEED X10D® U/UTP LSZH Preterminated Copper Cable, dual row standard density RJ45 plug to 1100 module, 12 links | CommScope® | GigaSPEED X10D® ¦ InstaPATCH® Cu |  | Copper trunk cable assembly
CCGXA | IP6A-04LUTP-PG1S-BLUNT | Base Product | InstaPATCH® Cu GigaSPEED X10D® U/UTP LSZH Preterminated Copper Cable, single row standard density RJ45 plug to unterminated, 4 links | CommScope® | GigaSPEED X10D® ¦ InstaPATCH® Cu |  | Copper trunk cable assembly
CCGNB | IP6A-06LUTP-PG1S-1100L | Base Product | InstaPATCH® Cu GigaSPEED X10D® U/UTP LSZH Preterminated Copper Cable, single row standard density RJ45 plug to 1100 module, 6 links | CommScope® | GigaSPEED X10D® ¦ InstaPATCH® Cu |  | Copper trunk cable assembly
CCNRF | IP6A-18LUTP-1100L-1100E | Base Product | InstaPATCH® Cu GigaSPEED X10D® U/UTP LSZH Preterminated Copper Cable, 1100 module to 360 1100 Evolve module, 18 links | CommScope® | GigaSPEED X10D® ¦ InstaPATCH® Cu |  | Copper trunk cable assembly
CCNRG | IP6A-24LUTP-1100L-1100E | Base Product | InstaPATCH® Cu GigaSPEED X10D® U/UTP LSZH Preterminated Copper Cable, 1100 module to 360 1100 Evolve module, 24 links | CommScope® | GigaSPEED X10D® ¦ InstaPATCH® Cu |  | Copper trunk cable assembly
CCHRD | IP6A-12LUTP-PG2S-1100E | Base Product | InstaPATCH® Cu GigaSPEED X10D® U/UTP LSZH Preterminated Copper Cable, dual row standard density RJ45 plug to 360 1100 Evolve module, 12 links | CommScope® | GigaSPEED X10D® ¦ InstaPATCH® Cu |  | Copper trunk cable assembly
CCNNF | IP6A-18LUTP-1100L-1100L | Base Product | InstaPATCH® Cu GigaSPEED X10D® U/UTP LSZH Preterminated Copper Cable, 1100 module to 1100 module, 18 links | CommScope® | GigaSPEED X10D® ¦ InstaPATCH® Cu |  | Copper trunk cable assembly
CCRRD | IP6A-12LUTP-1100E-1100E | Base Product | InstaPATCH® Cu GigaSPEED X10D® U/UTP LSZH Preterminated Copper Cable, 360 1100 Evolve module to 360 1100 Evolve module, 12 links | CommScope® | GigaSPEED X10D® ¦ InstaPATCH® Cu |  | Copper trunk cable assembly
CCRXG | IP6A-24LUTP-1100E-BLUNT | Base Product | InstaPATCH® Cu GigaSPEED X10D® U/UTP LSZH Preterminated Copper Cable, 360 1100 Evolve module to unterminated, 24 links | CommScope® | GigaSPEED X10D® ¦ InstaPATCH® Cu |  | Copper trunk cable assembly
CCGXD | IP6A-12LUTP-PLUG-BLUNT | Base Product | InstaPATCH® Cu GigaSPEED X10D® U/UTP LSZH Preterminated Copper Cable, RJ45 to unterminated, 12 links | CommScope® | GigaSPEED X10D® ¦ InstaPATCH® Cu |  | Copper trunk cable assembly
CCNRB | IP6A-06LUTP-1100L-1100E | Base Product | InstaPATCH® Cu GigaSPEED X10D® U/UTP LSZH Preterminated Copper Cable, 1100 module to 360 1100 Evolve module, 6 links | CommScope® | GigaSPEED X10D® ¦ InstaPATCH® Cu |  | Copper trunk cable assembly
CCRRF | IP6A-18LUTP-1100E-1100E | Base Product | InstaPATCH® Cu GigaSPEED X10D® U/UTP LSZH Preterminated Copper Cable, 360 1100 Evolve module to 360 1100 Evolve module, 18 links | CommScope® | GigaSPEED X10D® ¦ InstaPATCH® Cu |  | Copper trunk cable assembly
CCHSD | IP6A-12LUTP-PG2S-1LK12 | Base Product | InstaPATCH® Cu GigaSPEED X10D® U/UTP LSZH Preterminated Copper Cable, dual row standard density RJ45 plug to dual row OneLink 2x6, 12 links | CommScope® | GigaSPEED X10D® ¦ InstaPATCH® Cu |  | Copper trunk cable assembly
CCSXD | IP6A-12LUTP-1LK12-BLUNT | Base Product | InstaPATCH® Cu GigaSPEED X10D® U/UTP LSZH Preterminated Copper Cable, dual row OneLink 2x6 to unterminated, 12 links | CommScope® | GigaSPEED X10D® ¦ InstaPATCH® Cu |  | Copper trunk cable assembly
CDBTC | IP6A-08PFTP-O2S-1LK08 | Base Product | InstaPATCH® Cu GigaSPEED X10D® F/UTP Plenum Copper Cable, dual row standard density outlet to dual row OneLink 2x4, 8 links | CommScope® | GigaSPEED X10D® ¦ InstaPATCH® Cu |  | Copper trunk cable assembly
CCHXG | IP6A-24LUTP-PG2S-BLUNT | Base Product | InstaPATCH® Cu GigaSPEED X10D® U/UTP LSZH Preterminated Copper Cable, dual row standard density RJ45 plug to unterminated, 24 links | CommScope® | GigaSPEED X10D® ¦ InstaPATCH® Cu |  | Copper trunk cable assembly
CDABB | IP6A-06PFTP-O1S-O2S | Base Product | InstaPATCH® Cu GigaSPEED X10D® F/UTP Plenum Copper Cable, single row standard density outlet to dual row standard density outlet, 6 links | CommScope® | GigaSPEED X10D® ¦ InstaPATCH® Cu |  | Copper trunk cable assembly
CCRSD | IP6A-12LUTP-1100E-1LK12 | Base Product | InstaPATCH® Cu GigaSPEED X10D® U/UTP LSZH Preterminated Copper Cable, 360 1100 Evolve module to dual row OneLink 2x6, 12 links | CommScope® | GigaSPEED X10D® ¦ InstaPATCH® Cu |  | Copper trunk cable assembly
CCRSG | IP6A-24LUTP-1100E-1LK12 | Base Product | InstaPATCH® Cu GigaSPEED X10D® U/UTP LSZH Preterminated Copper Cable, 360 1100 Evolve module to dual row OneLink 2x6, 24 links | CommScope® | GigaSPEED X10D® ¦ InstaPATCH® Cu |  | Copper trunk cable assembly
CDABD | IP6A-12PFTP-O1S-O2S | Base Product | InstaPATCH® Cu GigaSPEED X10D® F/UTP Plenum Copper Cable, single row standard density outlet to dual row standard density outlet, 12 links | CommScope® | GigaSPEED X10D® ¦ InstaPATCH® Cu |  | Copper trunk cable assembly
CDGGB | IP6A-06PFTP-PG1S-PG1S | Base Product | InstaPATCH® Cu GigaSPEED X10D® F/UTP Plenum Preterminated Copper Cable, single row standard density RJ45 plug to single row standard density RJ45 plug, 6 links | CommScope® | GigaSPEED X10D® ¦ InstaPATCH® Cu |  | Copper trunk cable assembly
CDGGD | IP6A-12PFTP-PG1S-PG1S | Base Product | InstaPATCH® Cu GigaSPEED X10D® F/UTP Plenum Preterminated Copper Cable, single row standard density RJ45 plug to single row standard density RJ45 plug, 12 links | CommScope® | GigaSPEED X10D® ¦ InstaPATCH® Cu |  | Copper trunk cable assembly
CCRXD | IP6A-12LUTP-1100E-BLUNT | Base Product | InstaPATCH® Cu GigaSPEED X10D® U/UTP LSZH Preterminated Copper Cable, 360 1100 Evolve module to unterminated, 12 links | CommScope® | GigaSPEED X10D® ¦ InstaPATCH® Cu |  | Copper trunk cable assembly
CDAGG | IP6A-24PFTP-O1S-PG1S | Base Product | InstaPATCH® Cu GigaSPEED X10D® F/UTP Plenum Preterminated Copper Cable, single row standard density outlet to single row standard density RJ45 plug, 24 links | CommScope® | GigaSPEED X10D® ¦ InstaPATCH® Cu |  | Copper trunk cable assembly
CCRNB | IP6A-06LUTP-1100E-1100L | Base Product | InstaPATCH® Cu GigaSPEED X10D® U/UTP LSZH Preterminated Copper Cable, 360 1100 module to 1100 module, 6 links | CommScope® | GigaSPEED X10D® ¦ InstaPATCH® Cu |  | Copper trunk cable assembly
CCTTC | IP6A-08LUTP-1LK08-1LK08 | Base Product | InstaPATCH® Cu GigaSPEED X10D® U/UTP LSZH Preterminated Copper Cable, dual row OneLink 2x4 to dual row OneLink 2x4, 8 links | CommScope® | GigaSPEED X10D® ¦ InstaPATCH® Cu |  | Copper trunk cable assembly
CCRND | IP6A-12LUTP-1100E-1100L | Base Product | InstaPATCH® Cu GigaSPEED X10D® U/UTP LSZH Preterminated Copper Cable, 360 1100 module to 1100 module, 12 links | CommScope® | GigaSPEED X10D® ¦ InstaPATCH® Cu |  | Copper trunk cable assembly
CDBXD | IP6A-12PFTP-O2S-BLUNT | Base Product | InstaPATCH® Cu GigaSPEED X10D® F/UTP Plenum Copper Cable, dual row standard density outlet to unterminated, 12 links | CommScope® | GigaSPEED X10D® ¦ InstaPATCH® Cu |  | Copper trunk cable assembly
CDAHG | IP6A-24PFTP-O1S-PG2S | Base Product | InstaPATCH® Cu GigaSPEED X10D® F/UTP Plenum Preterminated Copper Cable, single row standard density outlet to dual row standard density RJ45 plug, 24 links | CommScope® | GigaSPEED X10D® ¦ InstaPATCH® Cu |  | Copper trunk cable assembly
CCRXF | IP6A-18LUTP-1100E-BLUNT | Base Product | InstaPATCH® Cu GigaSPEED X10D® U/UTP LSZH Preterminated Copper Cable, 360 1100 Evolve module to unterminated, 18 links | CommScope® | GigaSPEED X10D® ¦ InstaPATCH® Cu |  | Copper trunk cable assembly
CDGGG | IP6A-24PFTP-PG1S-PG1S | Base Product | InstaPATCH® Cu GigaSPEED X10D® F/UTP Plenum Preterminated Copper Cable, single row standard density RJ45 plug to single row standard density RJ45 plug, 24 links | CommScope® | GigaSPEED X10D® ¦ InstaPATCH® Cu |  | Copper trunk cable assembly
CDAJG | IP6A-24PFTP-O1S-PG2H | Base Product | InstaPATCH® Cu GigaSPEED X10D® F/UTP Plenum Preterminated Copper Cable, single row standard density outlet to dual row high density RJ45 plug, 24 links | CommScope® | GigaSPEED X10D® ¦ InstaPATCH® Cu |  | Copper trunk cable assembly
CCRNF | IP6A-18LUTP-1100E-1100L | Base Product | InstaPATCH® Cu GigaSPEED X10D® U/UTP LSZH Preterminated Copper Cable, 360 1100 module to 1100 module, 18 links | CommScope® | GigaSPEED X10D® ¦ InstaPATCH® Cu |  | Copper trunk cable assembly
CDBXG | IP6A-24PFTP-O2S-BLUNT | Base Product | InstaPATCH® Cu GigaSPEED X10D® F/UTP Plenum Copper Cable, dual row standard density outlet to unterminated, 24 links | CommScope® | GigaSPEED X10D® ¦ InstaPATCH® Cu |  | Copper trunk cable assembly
CDBBB | IP6A-06PFTP-O2S-O2S | Base Product | InstaPATCH® Cu GigaSPEED X10D® F/UTP Plenum Copper Cable, dual row standard density outlet to dual row standard density outlet, 6 links | CommScope® | GigaSPEED X10D® ¦ InstaPATCH® Cu |  | Copper trunk cable assembly
CDBBC | IP6A-08PFTP-O2S-O2S | Base Product | InstaPATCH® Cu GigaSPEED X10D® F/UTP Plenum Copper Cable, dual row standard density outlet to dual row standard density outlet, 8 links | CommScope® | GigaSPEED X10D® ¦ InstaPATCH® Cu |  | Copper trunk cable assembly
CDJJG | IP6A-24PFTP-PG2H-PG2H | Base Product | InstaPATCH® Cu GigaSPEED X10D® F/UTP Plenum Preterminated Copper Cable, dual row high density RJ45 plug to dual row high density RJ45 plug, 24 links | CommScope® | GigaSPEED X10D® ¦ InstaPATCH® Cu |  | Copper trunk cable assembly
CDGXB | IP6A-06PFTP-PG1S-BLUNT | Base Product | InstaPATCH® Cu GigaSPEED X10D® F/UTP Plenum Preterminated Copper Cable, single row standard density RJ45 plug to unterminated, 6 links | CommScope® | GigaSPEED X10D® ¦ InstaPATCH® Cu |  | Copper trunk cable assembly
CDCHG | IP6A-24PFTP-O2H-PG2S | Base Product | InstaPATCH® Cu GigaSPEED X10D® F/UTP Plenum Preterminated Copper Cable, dual row high density outlet to dual row standard densityRJ45 plug, 24 links | CommScope® | GigaSPEED X10D® ¦ InstaPATCH® Cu |  | Copper trunk cable assembly
CDJXG | IP6A-24PFTP-PG2H-BLUNT | Base Product | InstaPATCH® Cu GigaSPEED X10D® F/UTP Plenum Preterminated Copper Cable, dual row high density RJ45 plug to unterminated, 24 links | CommScope® | GigaSPEED X10D® ¦ InstaPATCH® Cu |  | Copper trunk cable assembly
CDAAB | IP6A-06PFTP-O1S-O1S | Base Product | InstaPATCH® Cu GigaSPEED X10D® F/UTP Plenum Copper Cable, single row standard density outlet to single row standard density outlet, 6 links | CommScope® | GigaSPEED X10D® ¦ InstaPATCH® Cu |  | Copper trunk cable assembly
CEABB | IP6A-06RFTP-O1S-O2S | Base Product | InstaPATCH® Cu GigaSPEED X10D® F/UTP Riser Copper Cable, single row standard density outlet to dual row standard density outlet, 6 links | CommScope® | GigaSPEED X10D® ¦ InstaPATCH® Cu |  | Copper trunk cable assembly
CDCJG | IP6A-24PFTP-O2H-PG2H | Base Product | InstaPATCH® Cu GigaSPEED X10D® F/UTP Plenum Preterminated Copper Cable, dual row high density outlet to dual row high density RJ45 plug, 24 links | CommScope® | GigaSPEED X10D® ¦ InstaPATCH® Cu |  | Copper trunk cable assembly
CEABC | IP6A-08RFTP-O1S-O2S | Base Product | InstaPATCH® Cu GigaSPEED X10D® F/UTP Riser Copper Cable, single row standard density outlet to dual row standard density outlet, 8 links | CommScope® | GigaSPEED X10D® ¦ InstaPATCH® Cu |  | Copper trunk cable assembly
UJGMWMWCD |  | Base Product | Ultra Low Loss (ULL) Singlemode MPO12 (Non-Pinned) Push Pull to MPO12 (Non-Pinned) Push Pull, Fiber Trunk Cable Assembly, 12-Fiber, Dual Rated (OFNR/LSZH) | CommScope® | Propel |  | Fiber trunk cable assembly
UJGMWMWCH |  | Base Product | Ultra Low Loss (ULL) Singlemode MPO12 (Non-Pinned) Push Pull to MPO12 (Non-Pinned) Push Pull, Fiber Trunk Cable Assembly, 48-Fiber, Dual Rated (OFNR/LSZH) | CommScope® | Propel |  | Fiber trunk cable assembly
UJGMWMWCK |  | Base Product | Ultra Low Loss (ULL) Singlemode MPO12 (Non-Pinned) Push Pull to MPO12 (Non-Pinned) Push Pull, Fiber Trunk Cable Assembly, 72-Fiber, Dual Rated (OFNR/LSZH) | CommScope® | Propel |  | Fiber trunk cable assembly
UJGMWMWCM |  | Base Product | Ultra Low Loss (ULL) Singlemode MPO12 (Non-Pinned) Push Pull to MPO12 (Non-Pinned) Push Pull, Fiber Trunk Cable Assembly, 144-Fiber, Dual Rated (OFNR/LSZH) | CommScope® | Propel |  | Fiber trunk cable assembly
UJGMYMYCM |  | Base Product | Ultra Low Loss (ULL) Singlemode MPO12 (Pinned) Push Pull to MPO12 (Pinned) Push Pull, Fiber Trunk Cable Assembly, 144-Fiber, Dual Rated (OFNR/LSZH) | CommScope® | Propel |  | Fiber trunk cable assembly
UJGMYMYCD |  | Base Product | Ultra Low Loss (ULL) Singlemode MPO12 (Pinned) Push Pull to MPO12 (Pinned) Push Pull, Fiber Trunk Cable Assembly, 12-Fiber, Dual Rated (OFNR/LSZH) | CommScope® | Propel |  | Fiber trunk cable assembly
UJGMYMYCF |  | Base Product | Ultra Low Loss (ULL) Singlemode MPO12 (Pinned) Push Pull to MPO12 (Pinned) Push Pull, Fiber Trunk Cable Assembly, 24-Fiber, Dual Rated (OFNR/LSZH) | CommScope® | Propel |  | Fiber trunk cable assembly
UJGMYMYCG |  | Base Product | Ultra Low Loss (ULL) Singlemode MPO12 (Pinned) Push Pull to MPO12 (Pinned) Push Pull, Fiber Trunk Cable Assembly, 36-Fiber, Dual Rated (OFNR/LSZH) | CommScope® | Propel |  | Fiber trunk cable assembly
UJGMYMYCL |  | Base Product | Ultra Low Loss (ULL) Singlemode MPO12 (Pinned) Push Pull to MPO12 (Pinned) Push Pull, Fiber Trunk Cable Assembly, 96-Fiber, Dual Rated (OFNR/LSZH) | CommScope® | Propel |  | Fiber trunk cable assembly
URGMWLUUD |  | Base Product | Ultra Low Loss (ULL) Singlemode MPO12 (Non-Pinned) Push Pull to LC/UPC Uniboot, Fiber Array Cable Assembly, 12-Fiber, Dual Rated (OFNR/LSZH) | CommScope® | Propel |  | Fiber array cable assembly
U4GMWLUCF |  | Base Product | Ultra Low Loss (ULL) Singlemode MPO12 (Non-Pinned) Push Pull to LC/UPC Uniboot Ruggedized fanout Cable, 24-Fiber, LSZH, 12 fiber PmP 2.0 mm /B2ca | CommScope® | Propel |  | Ruggedized fanout
U4GMWLUCG |  | Base Product | Ultra Low Loss (ULL) Singlemode MPO12 (Non-Pinned) Push Pull to LC/UPC Uniboot Ruggedized fanout Cable, 36-Fiber, LSZH, 12 fiber PmP 2.0 mm /B2ca | CommScope® | Propel |  | Ruggedized fanout
U4GMWLUCH |  | Base Product | Ultra Low Loss (ULL) Singlemode MPO12 (Non-Pinned) Push Pull to LC/UPC Uniboot Ruggedized fanout Cable, 48-Fiber, LSZH, 12 fiber PmP 2.0 mm /B2ca | CommScope® | Propel |  | Ruggedized fanout
U4GMWLUCK |  | Base Product | Ultra Low Loss (ULL) Singlemode MPO12 (Non-Pinned) Push Pull to LC/UPC Uniboot Ruggedized fanout Cable, 72-Fiber, LSZH, 12 fiber PmP 2.0 mm /B2ca | CommScope® | Propel |  | Ruggedized fanout
U4GMWLUCM |  | Base Product | Ultra Low Loss (ULL) Singlemode MPO12 (Non-Pinned) Push Pull to LC/UPC Uniboot Ruggedized fanout Cable, 144-Fiber, LSZH, 12 fiber PmP 2.0 mm /B2ca | CommScope® | Propel |  | Ruggedized fanout
U4GMWLUCD |  | Base Product | Ultra Low Loss (ULL) Singlemode MPO12 (Non-Pinned) Push Pull to LC/UPC Uniboot Ruggedized fanout Cable, 12-Fiber, LSZH, 12 fiber PmP 2.0 mm /B2ca | CommScope® | Propel |  | Ruggedized fanout
ULGMWLUCD |  | Base Product | Ultra Low Loss (ULL) Singlemode MPO12 (Non-Pinned) Push Pull to LC/UPC Uniboot Ruggedized fanout Cable, 12-Fiber, Plenum, 12 fiber PmP 2.0 mm | CommScope® | Propel |  | Ruggedized fanout
ULGMWLUCG |  | Base Product | Ultra Low Loss (ULL) Singlemode MPO12 (Non-Pinned) Push Pull to LC/UPC Uniboot Ruggedized fanout Cable, 36-Fiber, Plenum, 12 fiber PmP 2.0 mm | CommScope® | Propel |  | Ruggedized fanout
ULGMWLUCH |  | Base Product | Ultra Low Loss (ULL) Singlemode MPO12 (Non-Pinned) Push Pull to LC/UPC Uniboot Ruggedized fanout Cable, 48-Fiber, Plenum, 12 fiber PmP 2.0 mm | CommScope® | Propel |  | Ruggedized fanout
ULGMWLUCK |  | Base Product | Ultra Low Loss (ULL) Singlemode MPO12 (Non-Pinned) Push Pull to LC/UPC Uniboot Ruggedized fanout Cable, 72-Fiber, Plenum, 12 fiber PmP 2.0 mm | CommScope® | Propel |  | Ruggedized fanout
ULGMWLUCP |  | Base Product | Ultra Low Loss (ULL) Singlemode MPO12 (Non-Pinned) Push Pull to LC/UPC Uniboot Ruggedized fanout Cable, 288-Fiber, Plenum, 12 fiber PmP 2.0 mm | CommScope® | Propel |  | Ruggedized fanout
ULGMWLUCN |  | Base Product | Ultra Low Loss (ULL) Singlemode MPO12 (Non-Pinned) Push Pull to LC/UPC Uniboot Ruggedized fanout Cable, 192-Fiber, Plenum, 12 fiber PmP 2.0 mm | CommScope® | Propel |  | Ruggedized fanout
UNGMWLUCD |  | Base Product | Ultra Low Loss (ULL) Singlemode MPO12 (Non-Pinned) Push Pull to LC/UPC Uniboot Ruggedized fanout Cable, 12-Fiber, Dual Rated (OFNR/LSZH), 12 fiber PmP 2.0 mm | CommScope® | Propel |  | Ruggedized fanout
UNGMWLUCF |  | Base Product | Ultra Low Loss (ULL) Singlemode MPO12 (Non-Pinned) Push Pull to LC/UPC Uniboot Ruggedized fanout Cable, 24-Fiber, Dual Rated (OFNR/LSZH), 12 fiber PmP 2.0 mm | CommScope® | Propel |  | Ruggedized fanout
UNGMWLUCG |  | Base Product | Ultra Low Loss (ULL) Singlemode MPO12 (Non-Pinned) Push Pull to LC/UPC Uniboot Ruggedized fanout Cable, 36-Fiber, Dual Rated (OFNR/LSZH), 12 fiber PmP 2.0 mm | CommScope® | Propel |  | Ruggedized fanout
UNGMWLUCN |  | Base Product | Ultra Low Loss (ULL) Singlemode MPO12 (Non-Pinned) Push Pull to LC/UPC Uniboot Ruggedized fanout Cable, 192-Fiber, Dual Rated (OFNR/LSZH), 12 fiber PmP 2.0 mm | CommScope® | Propel |  | Ruggedized fanout
URGMWQWHF |  | Base Product | Ultra Low Loss (ULL) Singlemode, 2X3, MPO12 (Non-Pinned) Push Pull to MPO8 (Non-Pinned) Push Pull, 24-Fiber, Conversion Array, Dual Rated (OFNR/LSZH) | CommScope® | Propel |  | Fiber array cable assembly
U3GRWRW3U |  | Base Product | Ultra Low Loss (ULL) Singlemode G.657.A2 MPO16 (Non-Pinned) Push Pull to MPO16 (Non-Pinned) Push Pull, Fiber Trunk Cable Assembly, 64-Fiber, LSZH B2ca | CommScope® | Propel |  | Fiber trunk cable assembly
U3GRWRW3L |  | Base Product | Ultra Low Loss (ULL) Singlemode G.657.A2 MPO16 (Non-Pinned) Push Pull to MPO16 (Non-Pinned) Push Pull, Fiber Trunk Cable Assembly, 96-Fiber, LSZH B2ca | CommScope® | Propel |  | Fiber trunk cable assembly
U3GRWRW3Q |  | Base Product | Ultra Low Loss (ULL) Singlemode G.657.A2 MPO16 (Non-Pinned) Push Pull to MPO16 (Non-Pinned) Push Pull, Fiber Trunk Cable Assembly, 128-Fiber, LSZH B2ca | CommScope® | Propel |  | Fiber trunk cable assembly
U3GRYRY3H |  | Base Product | Ultra Low Loss (ULL) Singlemode G.657.A2 MPO16 (Pinned) Push Pull to MPO16 (Pinned) Push Pull, Fiber Trunk Cable Assembly, 48-Fiber, LSZH B2ca | CommScope® | Propel |  | Fiber trunk cable assembly
U3GRYRY3Q |  | Base Product | Ultra Low Loss (ULL) Singlemode G.657.A2 MPO16 (Pinned) Push Pull to MPO16 (Pinned) Push Pull, Fiber Trunk Cable Assembly, 128-Fiber, LSZH B2ca | CommScope® | Propel |  | Fiber trunk cable assembly
U3GRYRY3M |  | Base Product | Ultra Low Loss (ULL) Singlemode G.657.A2 MPO16 (Pinned) Push Pull to MPO16 (Pinned) Push Pull, Fiber Trunk Cable Assembly, 144-Fiber, LSZH B2ca | CommScope® | Propel |  | Fiber trunk cable assembly
U3GRYRY3P |  | Base Product | Ultra Low Loss (ULL) Singlemode G.657.A2 MPO16 (Pinned) Push Pull to MPO16 (Pinned) Push Pull, Fiber Trunk Cable Assembly, 288-Fiber, LSZH B2ca | CommScope® | Propel |  | Fiber trunk cable assembly
U3GRWRY3R |  | Base Product | Ultra Low Loss (ULL) Singlemode G.657.A2 MPO16 (Non-Pinned) Push Pull to MPO16 (Pinned) Push Pull, Fiber Trunk Cable Assembly, 16-Fiber, LSZH B2ca | CommScope® | Propel |  | Fiber trunk cable assembly
U3GRWRY3S |  | Base Product | Ultra Low Loss (ULL) Singlemode G.657.A2 MPO16 (Non-Pinned) Push Pull to MPO16 (Pinned) Push Pull, Fiber Trunk Cable Assembly, 32-Fiber, LSZH B2ca | CommScope® | Propel |  | Fiber trunk cable assembly
U3GRWRY3H |  | Base Product | Ultra Low Loss (ULL) Singlemode G.657.A2 MPO16 (Non-Pinned) Push Pull to MPO16 (Pinned) Push Pull, Fiber Trunk Cable Assembly, 48-Fiber, LSZH B2ca | CommScope® | Propel |  | Fiber trunk cable assembly
U3GRWRY3N |  | Base Product | Ultra Low Loss (ULL) Singlemode G.657.A2 MPO16 (Non-Pinned) Push Pull to MPO16 (Pinned) Push Pull, Fiber Trunk Cable Assembly, 192-Fiber, LSZH B2ca | CommScope® | Propel |  | Fiber trunk cable assembly
U3GRWRY3P |  | Base Product | Ultra Low Loss (ULL) Singlemode G.657.A2 MPO16 (Non-Pinned) Push Pull to MPO16 (Pinned) Push Pull, Fiber Trunk Cable Assembly, 288-Fiber, LSZH B2ca | CommScope® | Propel |  | Fiber trunk cable assembly
U3GRWUC3R |  | Base Product | Ultra Low Loss (ULL) Singlemode G.657.A2 MPO16 (Non-Pinned) Push Pull to Unconnectorized, Fiber Trunk Cable Assembly, 16-Fiber, LSZH B2ca | CommScope® | Propel |  | Fiber trunk cable assembly
U3GRWUC3H |  | Base Product | Ultra Low Loss (ULL) Singlemode G.657.A2 MPO16 (Non-Pinned) Push Pull to Unconnectorized, Fiber Trunk Cable Assembly, 48-Fiber, LSZH B2ca | CommScope® | Propel |  | Fiber trunk cable assembly
U3GRYUC3R |  | Base Product | Ultra Low Loss (ULL) Singlemode G.657.A2 MPO16 (Pinned) Push Pull to Unconnectorized, Fiber Trunk Cable Assembly, 16-Fiber, LSZH B2ca | CommScope® | Propel |  | Fiber trunk cable assembly
U3GRYUC3S |  | Base Product | Ultra Low Loss (ULL) Singlemode G.657.A2 MPO16 (Pinned) Push Pull to Unconnectorized, Fiber Trunk Cable Assembly, 32-Fiber, LSZH B2ca | CommScope® | Propel |  | Fiber trunk cable assembly
U3GRYUC3M |  | Base Product | Ultra Low Loss (ULL) Singlemode G.657.A2 MPO16 (Pinned) Push Pull to Unconnectorized, Fiber Trunk Cable Assembly, 144-Fiber, LSZH B2ca | CommScope® | Propel |  | Fiber trunk cable assembly
U3GRYUC3N |  | Base Product | Ultra Low Loss (ULL) Singlemode G.657.A2 MPO16 (Pinned) Push Pull to Unconnectorized, Fiber Trunk Cable Assembly, 192-Fiber, LSZH B2ca | CommScope® | Propel |  | Fiber trunk cable assembly
UGGRWRW3L |  | Base Product | Ultra Low Loss (ULL) Singlemode G.657.A2 MPO16 (Non-Pinned) Push Pull to MPO16 (Non-Pinned) Push Pull, Fiber Trunk Cable Assembly, 96-Fiber, Plenum | CommScope® | Propel |  | Fiber trunk cable assembly
UGGRWRW3P |  | Base Product | Ultra Low Loss (ULL) Singlemode G.657.A2 MPO16 (Non-Pinned) Push Pull to MPO16 (Non-Pinned) Push Pull, Fiber Trunk Cable Assembly, 288-Fiber, Plenum | CommScope® | Propel |  | Fiber trunk cable assembly
UGGRYRY3S |  | Base Product | Ultra Low Loss (ULL) Singlemode G.657.A2 MPO16 (Pinned) Push Pull to MPO16 (Pinned) Push Pull, Fiber Trunk Cable Assembly, 32-Fiber, Plenum | CommScope® | Propel |  | Fiber trunk cable assembly
UGGRYRY3L |  | Base Product | Ultra Low Loss (ULL) Singlemode G.657.A2 MPO16 (Pinned) Push Pull to MPO16 (Pinned) Push Pull, Fiber Trunk Cable Assembly, 96-Fiber, Plenum | CommScope® | Propel |  | Fiber trunk cable assembly
UGGRYRY3Q |  | Base Product | Ultra Low Loss (ULL) Singlemode G.657.A2 MPO16 (Pinned) Push Pull to MPO16 (Pinned) Push Pull, Fiber Trunk Cable Assembly, 128-Fiber, Plenum | CommScope® | Propel |  | Fiber trunk cable assembly
UGGRYRY3M |  | Base Product | Ultra Low Loss (ULL) Singlemode G.657.A2 MPO16 (Pinned) Push Pull to MPO16 (Pinned) Push Pull, Fiber Trunk Cable Assembly, 144-Fiber, Plenum | CommScope® | Propel |  | Fiber trunk cable assembly
UGGRYRY3N |  | Base Product | Ultra Low Loss (ULL) Singlemode G.657.A2 MPO16 (Pinned) Push Pull to MPO16 (Pinned) Push Pull, Fiber Trunk Cable Assembly, 192-Fiber, Plenum | CommScope® | Propel |  | Fiber trunk cable assembly
UGGRYRY3P |  | Base Product | Ultra Low Loss (ULL) Singlemode G.657.A2 MPO16 (Pinned) Push Pull to MPO16 (Pinned) Push Pull, Fiber Trunk Cable Assembly, 288-Fiber, Plenum | CommScope® | Propel |  | Fiber trunk cable assembly
UGGRYRY3W |  | Base Product | Ultra Low Loss (ULL) Singlemode G.657.A2 MPO16 (Pinned) Push Pull to MPO16 (Pinned) Push Pull, Fiber Trunk Cable Assembly, 576-Fiber, Plenum | CommScope® | Propel |  | Fiber trunk cable assembly
UGGRWRY3R |  | Base Product | Ultra Low Loss (ULL) Singlemode G.657.A2 MPO16 (Non-Pinned) Push Pull to MPO16 (Pinned) Push Pull, Fiber Trunk Cable Assembly, 16-Fiber, Plenum | CommScope® | Propel |  | Fiber trunk cable assembly
UGGRWRY3S |  | Base Product | Ultra Low Loss (ULL) Singlemode G.657.A2 MPO16 (Non-Pinned) Push Pull to MPO16 (Pinned) Push Pull, Fiber Trunk Cable Assembly, 32-Fiber, Plenum | CommScope® | Propel |  | Fiber trunk cable assembly
UGGRWRY3H |  | Base Product | Ultra Low Loss (ULL) Singlemode G.657.A2 MPO16 (Non-Pinned) Push Pull to MPO16 (Pinned) Push Pull, Fiber Trunk Cable Assembly, 48-Fiber, Plenum | CommScope® | Propel |  | Fiber trunk cable assembly
UGGRWRY3U |  | Base Product | Ultra Low Loss (ULL) Singlemode G.657.A2 MPO16 (Non-Pinned) Push Pull to MPO16 (Pinned) Push Pull, Fiber Trunk Cable Assembly, 64-Fiber, Plenum | CommScope® | Propel |  | Fiber trunk cable assembly
UGGRWRY3M |  | Base Product | Ultra Low Loss (ULL) Singlemode G.657.A2 MPO16 (Non-Pinned) Push Pull to MPO16 (Pinned) Push Pull, Fiber Trunk Cable Assembly, 144-Fiber, Plenum | CommScope® | Propel |  | Fiber trunk cable assembly
UGGRWRY3N |  | Base Product | Ultra Low Loss (ULL) Singlemode G.657.A2 MPO16 (Non-Pinned) Push Pull to MPO16 (Pinned) Push Pull, Fiber Trunk Cable Assembly, 192-Fiber, Plenum | CommScope® | Propel |  | Fiber trunk cable assembly
UGGRWRY3P |  | Base Product | Ultra Low Loss (ULL) Singlemode G.657.A2 MPO16 (Non-Pinned) Push Pull to MPO16 (Pinned) Push Pull, Fiber Trunk Cable Assembly, 288-Fiber, Plenum | CommScope® | Propel |  | Fiber trunk cable assembly
UGGRWRY3W |  | Base Product | Ultra Low Loss (ULL) Singlemode G.657.A2 MPO16 (Non-Pinned) Push Pull to MPO16 (Pinned) Push Pull, Fiber Trunk Cable Assembly, 576-Fiber, Plenum | CommScope® | Propel |  | Fiber trunk cable assembly
UGGRWUC3R |  | Base Product | Ultra Low Loss (ULL) Singlemode G.657.A2 MPO16 (Non-Pinned) Push Pull to Unconnectorized, Fiber Trunk Cable Assembly, 16-Fiber, Plenum | CommScope® | Propel |  | Fiber trunk cable assembly
UGGRWUC3S |  | Base Product | Ultra Low Loss (ULL) Singlemode G.657.A2 MPO16 (Non-Pinned) Push Pull to Unconnectorized, Fiber Trunk Cable Assembly, 32-Fiber, Plenum | CommScope® | Propel |  | Fiber trunk cable assembly
UGGRWUC3U |  | Base Product | Ultra Low Loss (ULL) Singlemode G.657.A2 MPO16 (Non-Pinned) Push Pull to Unconnectorized, Fiber Trunk Cable Assembly, 64-Fiber, Plenum | CommScope® | Propel |  | Fiber trunk cable assembly
UGGRWUC3N |  | Base Product | Ultra Low Loss (ULL) Singlemode G.657.A2 MPO16 (Non-Pinned) Push Pull to Unconnectorized, Fiber Trunk Cable Assembly, 192-Fiber, Plenum | CommScope® | Propel |  | Fiber trunk cable assembly
UGGRWUC3P |  | Base Product | Ultra Low Loss (ULL) Singlemode G.657.A2 MPO16 (Non-Pinned) Push Pull to Unconnectorized, Fiber Trunk Cable Assembly, 288-Fiber, Plenum | CommScope® | Propel |  | Fiber trunk cable assembly
UGGRWUC3W |  | Base Product | Ultra Low Loss (ULL) Singlemode G.657.A2 MPO16 (Non-Pinned) Push Pull to Unconnectorized, Fiber Trunk Cable Assembly, 576-Fiber, Plenum | CommScope® | Propel |  | Fiber trunk cable assembly
UGGRYUC3U |  | Base Product | Ultra Low Loss (ULL) Singlemode G.657.A2 MPO16 (Pinned) Push Pull to Unconnectorized, Fiber Trunk Cable Assembly, 64-Fiber, Plenum | CommScope® | Propel |  | Fiber trunk cable assembly
UGGRYUC3M |  | Base Product | Ultra Low Loss (ULL) Singlemode G.657.A2 MPO16 (Pinned) Push Pull to Unconnectorized, Fiber Trunk Cable Assembly, 144-Fiber, Plenum | CommScope® | Propel |  | Fiber trunk cable assembly
UGGRYUC3N |  | Base Product | Ultra Low Loss (ULL) Singlemode G.657.A2 MPO16 (Pinned) Push Pull to Unconnectorized, Fiber Trunk Cable Assembly, 192-Fiber, Plenum | CommScope® | Propel |  | Fiber trunk cable assembly
UGGRYUC3P |  | Base Product | Ultra Low Loss (ULL) Singlemode G.657.A2 MPO16 (Pinned) Push Pull to Unconnectorized, Fiber Trunk Cable Assembly, 288-Fiber, Plenum | CommScope® | Propel |  | Fiber trunk cable assembly
UJGRWRW3S |  | Base Product | Ultra Low Loss (ULL) Singlemode G.657.A2 MPO16 (Non-Pinned) Push Pull to MPO16 (Non-Pinned) Push Pull, Fiber Trunk Cable Assembly, 32-Fiber, Dual Rated (OFNR/LSZH) | CommScope® | Propel |  | Fiber trunk cable assembly
UJGRWRW3L |  | Base Product | Ultra Low Loss (ULL) Singlemode G.657.A2 MPO16 (Non-Pinned) Push Pull to MPO16 (Non-Pinned) Push Pull, Fiber Trunk Cable Assembly, 96-Fiber, Dual Rated (OFNR/LSZH) | CommScope® | Propel |  | Fiber trunk cable assembly
UJGRWRW3Q |  | Base Product | Ultra Low Loss (ULL) Singlemode G.657.A2 MPO16 (Non-Pinned) Push Pull to MPO16 (Non-Pinned) Push Pull, Fiber Trunk Cable Assembly, 128-Fiber, Dual Rated (OFNR/LSZH) | CommScope® | Propel |  | Fiber trunk cable assembly
UJGRWRW3P |  | Base Product | Ultra Low Loss (ULL) Singlemode G.657.A2 MPO16 (Non-Pinned) Push Pull to MPO16 (Non-Pinned) Push Pull, Fiber Trunk Cable Assembly, 288-Fiber, Dual Rated (OFNR/LSZH) | CommScope® | Propel |  | Fiber trunk cable assembly
UJGRYRY3H |  | Base Product | Ultra Low Loss (ULL) Singlemode G.657.A2 MPO16 (Pinned) Push Pull to MPO16 (Pinned) Push Pull, Fiber Trunk Cable Assembly, 48-Fiber, Dual Rated (OFNR/LSZH) | CommScope® | Propel |  | Fiber trunk cable assembly
UJGRYRY3L |  | Base Product | Ultra Low Loss (ULL) Singlemode G.657.A2 MPO16 (Pinned) Push Pull to MPO16 (Pinned) Push Pull, Fiber Trunk Cable Assembly, 96-Fiber, Dual Rated (OFNR/LSZH) | CommScope® | Propel |  | Fiber trunk cable assembly
UJGRYRY3Q |  | Base Product | Ultra Low Loss (ULL) Singlemode G.657.A2 MPO16 (Pinned) Push Pull to MPO16 (Pinned) Push Pull, Fiber Trunk Cable Assembly, 128-Fiber, Dual Rated (OFNR/LSZH) | CommScope® | Propel |  | Fiber trunk cable assembly
UJGRYRY3P |  | Base Product | Ultra Low Loss (ULL) Singlemode G.657.A2 MPO16 (Pinned) Push Pull to MPO16 (Pinned) Push Pull, Fiber Trunk Cable Assembly, 288-Fiber, Dual Rated (OFNR/LSZH) | CommScope® | Propel |  | Fiber trunk cable assembly
UJGRWRY3R |  | Base Product | Ultra Low Loss (ULL) Singlemode G.657.A2 MPO16 (Non-Pinned) Push Pull to MPO16 (Pinned) Push Pull, Fiber Trunk Cable Assembly, 16-Fiber, Dual Rated (OFNR/LSZH) | CommScope® | Propel |  | Fiber trunk cable assembly
UJGRWRY3Q |  | Base Product | Ultra Low Loss (ULL) Singlemode G.657.A2 MPO16 (Non-Pinned) Push Pull to MPO16 (Pinned) Push Pull, Fiber Trunk Cable Assembly, 128-Fiber, Dual Rated (OFNR/LSZH) | CommScope® | Propel |  | Fiber trunk cable assembly
UJGRWRY3M |  | Base Product | Ultra Low Loss (ULL) Singlemode G.657.A2 MPO16 (Non-Pinned) Push Pull to MPO16 (Pinned) Push Pull, Fiber Trunk Cable Assembly, 144-Fiber, Dual Rated (OFNR/LSZH) | CommScope® | Propel |  | Fiber trunk cable assembly
UJGRWRY3N |  | Base Product | Ultra Low Loss (ULL) Singlemode G.657.A2 MPO16 (Non-Pinned) Push Pull to MPO16 (Pinned) Push Pull, Fiber Trunk Cable Assembly, 192-Fiber, Dual Rated (OFNR/LSZH) | CommScope® | Propel |  | Fiber trunk cable assembly
UJGRWUC3R |  | Base Product | Ultra Low Loss (ULL) Singlemode G.657.A2 MPO16 (Non-Pinned) Push Pull to Unconnectorized, Fiber Trunk Cable Assembly, 16-Fiber, Dual Rated (OFNR/LSZH) | CommScope® | Propel |  | Fiber trunk cable assembly
UJGRWUC3H |  | Base Product | Ultra Low Loss (ULL) Singlemode G.657.A2 MPO16 (Non-Pinned) Push Pull to Unconnectorized, Fiber Trunk Cable Assembly, 48-Fiber, Dual Rated (OFNR/LSZH) | CommScope® | Propel |  | Fiber trunk cable assembly
UJGRWUC3U |  | Base Product | Ultra Low Loss (ULL) Singlemode G.657.A2 MPO16 (Non-Pinned) Push Pull to Unconnectorized, Fiber Trunk Cable Assembly, 64-Fiber, Dual Rated (OFNR/LSZH) | CommScope® | Propel |  | Fiber trunk cable assembly
UJGRWUC3L |  | Base Product | Ultra Low Loss (ULL) Singlemode G.657.A2 MPO16 (Non-Pinned) Push Pull to Unconnectorized, Fiber Trunk Cable Assembly, 96-Fiber, Dual Rated (OFNR/LSZH) | CommScope® | Propel |  | Fiber trunk cable assembly
UJGRWUC3M |  | Base Product | Ultra Low Loss (ULL) Singlemode G.657.A2 MPO16 (Non-Pinned) Push Pull to Unconnectorized, Fiber Trunk Cable Assembly, 144-Fiber, Dual Rated (OFNR/LSZH) | CommScope® | Propel |  | Fiber trunk cable assembly
UJGRYUC3S |  | Base Product | Ultra Low Loss (ULL) Singlemode G.657.A2 MPO16 (Pinned) Push Pull to Unconnectorized, Fiber Trunk Cable Assembly, 32-Fiber, Dual Rated (OFNR/LSZH) | CommScope® | Propel |  | Fiber trunk cable assembly
UJGRYUC3U |  | Base Product | Ultra Low Loss (ULL) Singlemode G.657.A2 MPO16 (Pinned) Push Pull to Unconnectorized, Fiber Trunk Cable Assembly, 64-Fiber, Dual Rated (OFNR/LSZH) | CommScope® | Propel |  | Fiber trunk cable assembly
UJGRYUC3Q |  | Base Product | Ultra Low Loss (ULL) Singlemode G.657.A2 MPO16 (Pinned) Push Pull to Unconnectorized, Fiber Trunk Cable Assembly, 128-Fiber, Dual Rated (OFNR/LSZH) | CommScope® | Propel |  | Fiber trunk cable assembly
UJGRYUC3M |  | Base Product | Ultra Low Loss (ULL) Singlemode G.657.A2 MPO16 (Pinned) Push Pull to Unconnectorized, Fiber Trunk Cable Assembly, 144-Fiber, Dual Rated (OFNR/LSZH) | CommScope® | Propel |  | Fiber trunk cable assembly
UJGRYUC3N |  | Base Product | Ultra Low Loss (ULL) Singlemode G.657.A2 MPO16 (Pinned) Push Pull to Unconnectorized, Fiber Trunk Cable Assembly, 192-Fiber, Dual Rated (OFNR/LSZH) | CommScope® | Propel |  | Fiber trunk cable assembly
UJGRYUC3P |  | Base Product | Ultra Low Loss (ULL) Singlemode G.657.A2 MPO16 (Pinned) Push Pull to Unconnectorized, Fiber Trunk Cable Assembly, 288-Fiber, Dual Rated (OFNR/LSZH) | CommScope® | Propel |  | Fiber trunk cable assembly
UJGQWQWTP |  | Base Product | Ultra Low Loss (ULL) Singlemode MPO8 (Non-Pinned) Push Pull to MPO8 (Non-Pinned) Push Pull , Fiber Trunk Cable Assembly, 288-Fiber, Dual Rated (OFNR/LSZH) | CommScope® | Propel ¦ SYSTIMAX ULL |  | Fiber trunk cable assembly
A3GRWRW3L |  | Base Product | Ultra Low Loss (ULL) Singlemode G.657.A2 MPO16 (Non-Pinned) Push Pull to MPO16 (Non-Pinned) Push Pull, Fiber Trunk Cable Assembly, 96-Fiber, LSZH B2ca, Method A | CommScope® | Propel |  | Fiber trunk cable assembly
A3GRWRW3M |  | Base Product | Ultra Low Loss (ULL) Singlemode G.657.A2 MPO16 (Non-Pinned) Push Pull to MPO16 (Non-Pinned) Push Pull, Fiber Trunk Cable Assembly, 144-Fiber, LSZH B2ca, Method A | CommScope® | Propel |  | Fiber trunk cable assembly
A3GRWRW3Q |  | Base Product | Ultra Low Loss (ULL) Singlemode G.657.A2 MPO16 (Non-Pinned) Push Pull to MPO16 (Non-Pinned) Push Pull, Fiber Trunk Cable Assembly, 128-Fiber, LSZH B2ca, Method A | CommScope® | Propel |  | Fiber trunk cable assembly
A3GRWRW3R |  | Base Product | Ultra Low Loss (ULL) Singlemode G.657.A2 MPO16 (Non-Pinned) Push Pull to MPO16 (Non-Pinned) Push Pull, Fiber Trunk Cable Assembly, 16-Fiber, LSZH B2ca, Method A | CommScope® | Propel |  | Fiber trunk cable assembly
A3GRWRW3W |  | Base Product | Ultra Low Loss (ULL) Singlemode G.657.A2 MPO16 (Non-Pinned) Push Pull to MPO16 (Non-Pinned) Push Pull, Fiber Trunk Cable Assembly, 576-Fiber, LSZH B2ca, Method A | CommScope® | Propel |  | Fiber trunk cable assembly
A3GRWRY3N |  | Base Product | Ultra Low Loss (ULL) Singlemode G.657.A2 MPO16 (Non-Pinned) Push Pull to MPO16 (Pinned) Push Pull, Fiber Trunk Cable Assembly, 192-Fiber, LSZH B2ca, Method A | CommScope® | Propel |  | Fiber trunk cable assembly
A3GRWRY3P |  | Base Product | Ultra Low Loss (ULL) Singlemode G.657.A2 MPO16 (Non-Pinned) Push Pull to MPO16 (Pinned) Push Pull, Fiber Trunk Cable Assembly, 288-Fiber, LSZH B2ca, Method A | CommScope® | Propel |  | Fiber trunk cable assembly
A3GRWRY3R |  | Base Product | Ultra Low Loss (ULL) Singlemode G.657.A2 MPO16 (Non-Pinned) Push Pull to MPO16 (Pinned) Push Pull, Fiber Trunk Cable Assembly, 16-Fiber, LSZH B2ca, Method A | CommScope® | Propel |  | Fiber trunk cable assembly
A3GRWRY3S |  | Base Product | Ultra Low Loss (ULL) Singlemode G.657.A2 MPO16 (Non-Pinned) Push Pull to MPO16 (Pinned) Push Pull, Fiber Trunk Cable Assembly, 32-Fiber, LSZH B2ca, Method A | CommScope® | Propel |  | Fiber trunk cable assembly
A3GRWUC3H |  | Base Product | Ultra Low Loss (ULL) Singlemode G.657.A2 MPO16 (Non-Pinned) Push Pull to Unconnectorized, Fiber Trunk Cable Assembly, 48-Fiber, LSZH B2ca, Method A | CommScope® | Propel |  | Fiber trunk cable assembly
A3GRWUC3L |  | Base Product | Ultra Low Loss (ULL) Singlemode G.657.A2 MPO16 (Non-Pinned) Push Pull to Unconnectorized, Fiber Trunk Cable Assembly, 96-Fiber, LSZH B2ca, Method A | CommScope® | Propel |  | Fiber trunk cable assembly
A3GRWUC3M |  | Base Product | Ultra Low Loss (ULL) Singlemode G.657.A2 MPO16 (Non-Pinned) Push Pull to Unconnectorized, Fiber Trunk Cable Assembly, 144-Fiber, LSZH B2ca, Method A | CommScope® | Propel |  | Fiber trunk cable assembly
A3GRWUC3W |  | Base Product | Ultra Low Loss (ULL) Singlemode G.657.A2 MPO16 (Non-Pinned) Push Pull to Unconnectorized, Fiber Trunk Cable Assembly, 576-Fiber, LSZH B2ca, Method A | CommScope® | Propel |  | Fiber trunk cable assembly
A3GRYRY3H |  | Base Product | Ultra Low Loss (ULL) Singlemode G.657.A2 MPO16 (Pinned) Push Pull to MPO16 (Pinned) Push Pull, Fiber Trunk Cable Assembly, 48-Fiber, LSZH B2ca, Method A | CommScope® | Propel |  | Fiber trunk cable assembly
A3GRYRY3L |  | Base Product | Ultra Low Loss (ULL) Singlemode G.657.A2 MPO16 (Pinned) Push Pull to MPO16 (Pinned) Push Pull, Fiber Trunk Cable Assembly, 96-Fiber, LSZH B2ca, Method A | CommScope® | Propel |  | Fiber trunk cable assembly
A3GRYRY3R |  | Base Product | Ultra Low Loss (ULL) Singlemode G.657.A2 MPO16 (Pinned) Push Pull to MPO16 (Pinned) Push Pull, Fiber Trunk Cable Assembly, 16-Fiber, LSZH B2ca, Method A | CommScope® | Propel |  | Fiber trunk cable assembly
A3GRYRY3W |  | Base Product | Ultra Low Loss (ULL) Singlemode G.657.A2 MPO16 (Pinned) Push Pull to MPO16 (Pinned) Push Pull, Fiber Trunk Cable Assembly, 576-Fiber, LSZH B2ca, Method A | CommScope® | Propel |  | Fiber trunk cable assembly
A3GRYUC3H |  | Base Product | Ultra Low Loss (ULL) Singlemode G.657.A2 MPO16 (Pinned) Push Pull to Unconnectorized, Fiber Trunk Cable Assembly, 48-Fiber, LSZH B2ca, Method A | CommScope® | Propel |  | Fiber trunk cable assembly
A3GRYUC3L |  | Base Product | Ultra Low Loss (ULL) Singlemode G.657.A2 MPO16 (Pinned) Push Pull to Unconnectorized, Fiber Trunk Cable Assembly, 96-Fiber, LSZH B2ca, Method A | CommScope® | Propel |  | Fiber trunk cable assembly
A3GRYUC3N |  | Base Product | Ultra Low Loss (ULL) Singlemode G.657.A2 MPO16 (Pinned) Push Pull to Unconnectorized, Fiber Trunk Cable Assembly, 192-Fiber, LSZH B2ca, Method A | CommScope® | Propel |  | Fiber trunk cable assembly
A3GRYUC3P |  | Base Product | Ultra Low Loss (ULL) Singlemode G.657.A2 MPO16 (Pinned) Push Pull to Unconnectorized, Fiber Trunk Cable Assembly, 288-Fiber, LSZH B2ca, Method A | CommScope® | Propel |  | Fiber trunk cable assembly
A3GRYUC3S |  | Base Product | Ultra Low Loss (ULL) Singlemode G.657.A2 MPO16 (Pinned) Push Pull to Unconnectorized, Fiber Trunk Cable Assembly, 32-Fiber, LSZH B2ca, Method A | CommScope® | Propel |  | Fiber trunk cable assembly
AGGRWRW3H |  | Base Product | Ultra Low Loss (ULL) Singlemode G.657.A2 MPO16 (Non-Pinned) Push Pull to MPO16 (Non-Pinned) Push Pull, Fiber Trunk Cable Assembly, 48-Fiber, Plenum, Method A | CommScope® | Propel |  | Fiber trunk cable assembly
AGGRWRW3P |  | Base Product | Ultra Low Loss (ULL) Singlemode G.657.A2 MPO16 (Non-Pinned) Push Pull to MPO16 (Non-Pinned) Push Pull, Fiber Trunk Cable Assembly, 288-Fiber, Plenum, Method A | CommScope® | Propel |  | Fiber trunk cable assembly
AGGRWRW3Q |  | Base Product | Ultra Low Loss (ULL) Singlemode G.657.A2 MPO16 (Non-Pinned) Push Pull to MPO16 (Non-Pinned) Push Pull, Fiber Trunk Cable Assembly, 128-Fiber, Plenum, Method A | CommScope® | Propel |  | Fiber trunk cable assembly
AGGRWRW3U |  | Base Product | Ultra Low Loss (ULL) Singlemode G.657.A2 MPO16 (Non-Pinned) Push Pull to MPO16 (Non-Pinned) Push Pull, Fiber Trunk Cable Assembly, 64-Fiber, Plenum, Method A | CommScope® | Propel |  | Fiber trunk cable assembly
AGGRWRY3Q |  | Base Product | Ultra Low Loss (ULL) Singlemode G.657.A2 MPO16 (Non-Pinned) Push Pull to MPO16 (Pinned) Push Pull, Fiber Trunk Cable Assembly, 128-Fiber, Plenum, Method A | CommScope® | Propel |  | Fiber trunk cable assembly
AGGRWRY3S |  | Base Product | Ultra Low Loss (ULL) Singlemode G.657.A2 MPO16 (Non-Pinned) Push Pull to MPO16 (Pinned) Push Pull, Fiber Trunk Cable Assembly, 32-Fiber, Plenum, Method A | CommScope® | Propel |  | Fiber trunk cable assembly
AGGRWRY3U |  | Base Product | Ultra Low Loss (ULL) Singlemode G.657.A2 MPO16 (Non-Pinned) Push Pull to MPO16 (Pinned) Push Pull, Fiber Trunk Cable Assembly, 64-Fiber, Plenum, Method A | CommScope® | Propel |  | Fiber trunk cable assembly
AGGRWUC3L |  | Base Product | Ultra Low Loss (ULL) Singlemode G.657.A2 MPO16 (Non-Pinned) Push Pull to Unconnectorized, Fiber Trunk Cable Assembly, 96-Fiber, Plenum, Method A | CommScope® | Propel |  | Fiber trunk cable assembly
AGGRWUC3M |  | Base Product | Ultra Low Loss (ULL) Singlemode G.657.A2 MPO16 (Non-Pinned) Push Pull to Unconnectorized, Fiber Trunk Cable Assembly, 144-Fiber, Plenum, Method A | CommScope® | Propel |  | Fiber trunk cable assembly
AGGRWUC3N |  | Base Product | Ultra Low Loss (ULL) Singlemode G.657.A2 MPO16 (Non-Pinned) Push Pull to Unconnectorized, Fiber Trunk Cable Assembly, 192-Fiber, Plenum, Method A | CommScope® | Propel |  | Fiber trunk cable assembly
AGGRWUC3P |  | Base Product | Ultra Low Loss (ULL) Singlemode G.657.A2 MPO16 (Non-Pinned) Push Pull to Unconnectorized, Fiber Trunk Cable Assembly, 288-Fiber, Plenum, Method A | CommScope® | Propel |  | Fiber trunk cable assembly
AGGRWUC3U |  | Base Product | Ultra Low Loss (ULL) Singlemode G.657.A2 MPO16 (Non-Pinned) Push Pull to Unconnectorized, Fiber Trunk Cable Assembly, 64-Fiber, Plenum, Method A | CommScope® | Propel |  | Fiber trunk cable assembly
AGGRWUC3W |  | Base Product | Ultra Low Loss (ULL) Singlemode G.657.A2 MPO16 (Non-Pinned) Push Pull to Unconnectorized, Fiber Trunk Cable Assembly, 576-Fiber, Plenum, Method A | CommScope® | Propel |  | Fiber trunk cable assembly
AGGRYRY3M |  | Base Product | Ultra Low Loss (ULL) Singlemode G.657.A2 MPO16 (Pinned) Push Pull to MPO16 (Pinned) Push Pull, Fiber Trunk Cable Assembly, 144-Fiber, Plenum, Method A | CommScope® | Propel |  | Fiber trunk cable assembly
AGGRYRY3N |  | Base Product | Ultra Low Loss (ULL) Singlemode G.657.A2 MPO16 (Pinned) Push Pull to MPO16 (Pinned) Push Pull, Fiber Trunk Cable Assembly, 192-Fiber, Plenum, Method A | CommScope® | Propel |  | Fiber trunk cable assembly
UGVQPQXTN |  | Base Product | Ultra Low Loss (ULL) OM5 MPO8 (Non-Pinned) to MPO8 (Pinned), Fiber Trunk Cable Assembly, 192-Fiber, Plenum | CommScope® | Propel ¦ SYSTIMAX ULL |  | Fiber trunk cable assembly
UGXQXUCTK |  | Base Product | Ultra Low Loss (ULL) OM4 MPO8 (Pinned) to unconnectorized, Fiber Trunk Cable Assembly, 72-Fiber, Plenum | CommScope® | Propel ¦ SYSTIMAX ULL |  | Fiber trunk cable assembly
U3GQPQXTH |  | Base Product | Ultra Low Loss (ULL) Singlemode MPO8 (Non-Pinned) to MPO8 (Pinned), Fiber Trunk Cable Assembly, 48-Fiber, LZSH B2ca | CommScope® | Propel ¦ SYSTIMAX ULL |  | Fiber trunk cable assembly
U3GQXUCTM |  | Base Product | Ultra Low Loss (ULL) Singlemode MPO8 (Pinned) to unconnectorized, Fiber Trunk Cable Assembly, 144-Fiber, LZSH B2ca | CommScope® | Propel ¦ SYSTIMAX ULL |  | Fiber trunk cable assembly
UGVQXUCTU |  | Base Product | Ultra Low Loss (ULL) OM5 MPO8 (Pinned) to unconnectorized, Fiber Trunk Cable Assembly,64-Fiber, Plenum | CommScope® | Propel ¦ SYSTIMAX ULL |  | Fiber trunk cable assembly
UGXQXUCTL |  | Base Product | Ultra Low Loss (ULL) OM4 MPO8 (Pinned) to unconnectorized, Fiber Trunk Cable Assembly, 96-Fiber, Plenum | CommScope® | Propel ¦ SYSTIMAX ULL |  | Fiber trunk cable assembly
UJGQXQXTR |  | Base Product | Ultra Low Loss (ULL) Singlemode MPO8 (Pinned) to MPO8 (Pinned), Fiber Trunk Cable Assembly, 16-Fiber, Dual Rated (OFNR/LSZH) | CommScope® | Propel ¦ SYSTIMAX ULL |  | Fiber trunk cable assembly
UGGQPUCTM |  | Base Product | Ultra Low Loss (ULL) Singlemode MPO8 (Non-Pinned) to unconnectorized, Fiber Trunk Cable Assembly, 144-Fiber, Plenum | CommScope® | Propel ¦ SYSTIMAX ULL |  | Fiber trunk cable assembly
UGVQPQXTS |  | Base Product | Ultra Low Loss (ULL) OM5 MPO8 (Non-Pinned) to MPO8 (Pinned), Fiber Trunk Cable Assembly, 32-Fiber, Plenum | CommScope® | Propel ¦ SYSTIMAX ULL |  | Fiber trunk cable assembly
UGXQPQXT8 |  | Base Product | Ultra Low Loss (ULL) OM4 MPO8 (Non-Pinned) to MPO8 (Pinned), Fiber Trunk Cable Assembly, 8-Fiber, Plenum | CommScope® | Propel ¦ SYSTIMAX ULL |  | Fiber trunk cable assembly
UJGQXQXTS |  | Base Product | Ultra Low Loss (ULL) Singlemode MPO8 (Pinned) to MPO8 (Pinned), Fiber Trunk Cable Assembly,32-Fiber, Dual Rated (OFNR/LSZH) | CommScope® | Propel ¦ SYSTIMAX ULL |  | Fiber trunk cable assembly
UGGQPUCTN |  | Base Product | Ultra Low Loss (ULL) Singlemode MPO8 (Non-Pinned) to unconnectorized, Fiber Trunk Cable Assembly, 192-Fiber, Plenum | CommScope® | Propel ¦ SYSTIMAX ULL |  | Fiber trunk cable assembly
U3GQPQXTL |  | Base Product | Ultra Low Loss (ULL) Singlemode MPO8 (Non-Pinned) to MPO8 (Pinned), Fiber Trunk Cable Assembly, 96-Fiber, LZSH B2ca | CommScope® | Propel ¦ SYSTIMAX ULL |  | Fiber trunk cable assembly
UJXQPUCTL |  | Base Product | Ultra Low Loss (ULL) OM4 MPO8 (Non-Pinned) to unconnectorized, Fiber Trunk Cable Assembly, 96-Fiber, Dual Rated (OFNR/LSZH) | CommScope® | Propel ¦ SYSTIMAX ULL |  | Fiber trunk cable assembly
UGXQPQXTF |  | Base Product | Ultra Low Loss (ULL) OM4 MPO8 (Non-Pinned) to MPO8 (Pinned), Fiber Trunk Cable Assembly, 24-Fiber, Plenum | CommScope® | Propel ¦ SYSTIMAX ULL |  | Fiber trunk cable assembly
UGXQXUCTN |  | Base Product | Ultra Low Loss (ULL) OM4 MPO8 (Pinned) to unconnectorized, Fiber Trunk Cable Assembly, 192-Fiber, Plenum | CommScope® | Propel ¦ SYSTIMAX ULL |  | Fiber trunk cable assembly
U3XQXQXTL |  | Base Product | Ultra Low Loss (ULL) OM4 MPO8 (Pinned) to MPO8 (Pinned), Fiber Trunk Cable Assembly, 96-Fiber, LZSH B2ca | CommScope® | Propel ¦ SYSTIMAX ULL |  | Fiber trunk cable assembly
U3GQPQXTM |  | Base Product | Ultra Low Loss (ULL) Singlemode MPO8 (Non-Pinned) to MPO8 (Pinned), Fiber Trunk Cable Assembly, 144-Fiber, LZSH B2ca | CommScope® | Propel ¦ SYSTIMAX ULL |  | Fiber trunk cable assembly
UQVQPQPF8 |  | Base Product | Ultra Low Loss (ULL) OM5 MPO8 (Non-Pinned) to MPO8 (Non-Pinned), Fiber Array Cable Assembly, 8-Fiber, Plenum | CommScope® | Propel ¦ SYSTIMAX ULL |  | Fiber array cable assembly
UJXQPUCTM |  | Base Product | Ultra Low Loss (ULL) OM4 MPO8 (Non-Pinned) to unconnectorized, Fiber Trunk Cable Assembly, 144-Fiber, Dual Rated (OFNR/LSZH) | CommScope® | Propel ¦ SYSTIMAX ULL |  | Fiber trunk cable assembly
UGXQPQXTH |  | Base Product | Ultra Low Loss (ULL) OM4 MPO8 (Non-Pinned) to MPO8 (Pinned), Fiber Trunk Cable Assembly, 48-Fiber, Plenum | CommScope® | Propel ¦ SYSTIMAX ULL |  | Fiber trunk cable assembly
U3XQXQXTM |  | Base Product | Ultra Low Loss (ULL) OM4 MPO8 (Pinned) to MPO8 (Pinned), Fiber Trunk Cable Assembly, 144-Fiber, LZSH B2ca | CommScope® | Propel ¦ SYSTIMAX ULL |  | Fiber trunk cable assembly
U3GQPQXTN |  | Base Product | Ultra Low Loss (ULL) Singlemode MPO8 (Non-Pinned) to MPO8 (Pinned), Fiber Trunk Cable Assembly, 192-Fiber, LZSH B2ca | CommScope® | Propel ¦ SYSTIMAX ULL |  | Fiber trunk cable assembly
UJVQXQXTH |  | Base Product | Ultra Low Loss (ULL) OM5 MPO8 (Pinned) to MPO8 (Pinned), Fiber Trunk Cable Assembly, 48-Fiber, Dual Rated (OFNR/LSZH) | CommScope® | Propel ¦ SYSTIMAX ULL |  | Fiber trunk cable assembly
UQVQPQXF8 |  | Base Product | Ultra Low Loss (ULL) OM5 MPO8 (Non-Pinned) to MPO8 (Pinned), Fiber Array Cable Assembly, 8-Fiber, Plenum | CommScope® | Propel ¦ SYSTIMAX ULL |  | Fiber array cable assembly
UGXQPQXTK |  | Base Product | Ultra Low Loss (ULL) OM4 MPO8 (Non-Pinned) to MPO8 (Pinned), Fiber Trunk Cable Assembly, 72-Fiber, Plenum | CommScope® | Propel ¦ SYSTIMAX ULL |  | Fiber trunk cable assembly
U3GQPQXTR |  | Base Product | Ultra Low Loss (ULL) Singlemode MPO8 (Non-Pinned) to MPO8 (Pinned), Fiber Trunk Cable Assembly, 16-Fiber, LZSH B2ca | CommScope® | Propel ¦ SYSTIMAX ULL |  | Fiber trunk cable assembly
UGGQPUCTS |  | Base Product | Ultra Low Loss (ULL) Singlemode MPO8 (Non-Pinned) to unconnectorized, Fiber Trunk Cable Assembly, 32-Fiber, Plenum | CommScope® | Propel ¦ SYSTIMAX ULL |  | Fiber trunk cable assembly
UGVQPUCTH |  | Base Product | Ultra Low Loss (ULL) OM5 MPO8 (Non-Pinned) to unconnectorized, Fiber Trunk Cable Assembly, 48-Fiber, Plenum | CommScope® | Propel ¦ SYSTIMAX ULL |  | Fiber trunk cable assembly
U3XQXQXTR |  | Base Product | Ultra Low Loss (ULL) OM4 MPO8 (Pinned) to MPO8 (Pinned), Fiber Trunk Cable Assembly, 16-Fiber, LZSH B2ca | CommScope® | Propel ¦ SYSTIMAX ULL |  | Fiber trunk cable assembly
UJGQXUCTH |  | Base Product | Ultra Low Loss (ULL) Singlemode MPO8 (Pinned) to unconnectorized, Fiber Trunk Cable Assembly, 48-Fiber, Dual Rated (OFNR/LSZH) | CommScope® | Propel ¦ SYSTIMAX ULL |  | Fiber trunk cable assembly
UGGQPUCTU |  | Base Product | Ultra Low Loss (ULL) Singlemode MPO8 (Non-Pinned) to unconnectorized, Fiber Trunk Cable Assembly, 64-Fiber, Plenum | CommScope® | Propel ¦ SYSTIMAX ULL |  | Fiber trunk cable assembly
UJXQPUCTS |  | Base Product | Ultra Low Loss (ULL) OM4 MPO8 (Non-Pinned) to unconnectorized, Fiber Trunk Cable Assembly, 32-Fiber, Dual Rated (OFNR/LSZH) | CommScope® | Propel ¦ SYSTIMAX ULL |  | Fiber trunk cable assembly
UJGQPQXT8 |  | Base Product | Ultra Low Loss (ULL) Singlemode MPO8 (Non-Pinned) to MPO8 (Pinned), Fiber Trunk Cable Assembly, 8-Fiber, Dual Rated (OFNR/LSZH) | CommScope® | Propel ¦ SYSTIMAX ULL |  | Fiber trunk cable assembly
UGVQPUCTL |  | Base Product | Ultra Low Loss (ULL) OM5 MPO8 (Non-Pinned) to unconnectorized, Fiber Trunk Cable Assembly, 96-Fiber, Plenum | CommScope® | Propel ¦ SYSTIMAX ULL |  | Fiber trunk cable assembly
UQVQXLUF8 |  | Base Product | Ultra Low Loss (ULL) OM5 MPO8 (Pinned) to LC/UPC Uniboot, Fiber Array Cable Assembly, 8-Fiber, Plenum | CommScope® | Propel ¦ SYSTIMAX ULL |  | Fiber array cable assembly
U3GQPQXTS |  | Base Product | Ultra Low Loss (ULL) Singlemode MPO8 (Non-Pinned) to MPO8 (Pinned), Fiber Trunk Cable Assembly,32-Fiber, LZSH B2ca | CommScope® | Propel ¦ SYSTIMAX ULL |  | Fiber trunk cable assembly
U3VQXQXTR |  | Base Product | Ultra Low Loss (ULL) OM5 MPO8 (Pinned) to MPO8 (Pinned), Fiber Trunk Cable Assembly, 16-Fiber, LZSH B2ca | CommScope® | Propel ¦ SYSTIMAX ULL |  | Fiber trunk cable assembly
U3XQXQXTS |  | Base Product | Ultra Low Loss (ULL) OM4 MPO8 (Pinned) to MPO8 (Pinned), Fiber Trunk Cable Assembly,32-Fiber, LZSH B2ca | CommScope® | Propel ¦ SYSTIMAX ULL |  | Fiber trunk cable assembly
UGGQXQXTF |  | Base Product | Ultra Low Loss (ULL) Singlemode MPO8 (Pinned) to MPO8 (Pinned), Fiber Trunk Cable Assembly, 24-Fiber, Plenum | CommScope® | Propel ¦ SYSTIMAX ULL |  | Fiber trunk cable assembly
UQVQXQXF8 |  | Base Product | Ultra Low Loss (ULL) OM5 MPO8 (Pinned) to MPO8 (Pinned), Fiber Patch Cord, 8-Fiber, Plenum | CommScope® | Propel ¦ SYSTIMAX ULL |  | Fiber array cable assembly
U3XQXQXTU |  | Base Product | Ultra Low Loss (ULL) OM4 MPO8 (Pinned) to MPO8 (Pinned), Fiber Trunk Cable Assembly, 64-Fiber, LZSH B2ca | CommScope® | Propel ¦ SYSTIMAX ULL |  | Fiber trunk cable assembly
UGVQPUCTM |  | Base Product | Ultra Low Loss (ULL) OM5 MPO8 (Non-Pinned) to unconnectorized, Fiber Trunk Cable Assembly, 144-Fiber, Plenum | CommScope® | Propel ¦ SYSTIMAX ULL |  | Fiber trunk cable assembly
UGGQXQXTH |  | Base Product | Ultra Low Loss (ULL) Singlemode MPO8 (Pinned) to MPO8 (Pinned), Fiber Trunk Cable Assembly, 48-Fiber, Plenum | CommScope® | Propel ¦ SYSTIMAX ULL |  | Fiber trunk cable assembly
U3XQXUCT8 |  | Base Product | Ultra Low Loss (ULL) OM4 MPO8 (Pinned) to unconnectorized, Fiber Trunk Cable Assembly, 8-Fiber, LZSH B2ca | CommScope® | Propel ¦ SYSTIMAX ULL |  | Fiber trunk cable assembly
U3VQXQXTU |  | Base Product | Ultra Low Loss (ULL) OM5 MPO8 (Pinned) to MPO8 (Pinned), Fiber Trunk Cable Assembly, 64-Fiber, LZSH B2ca | CommScope® | Propel ¦ SYSTIMAX ULL |  | Fiber trunk cable assembly
UGGQXQXTK |  | Base Product | Ultra Low Loss (ULL) Singlemode MPO8 (Pinned) to MPO8 (Pinned), Fiber Trunk Cable Assembly, 72-Fiber, Plenum | CommScope® | Propel ¦ SYSTIMAX ULL |  | Fiber trunk cable assembly
UQXQPLUF8 |  | Base Product | Ultra Low Loss (ULL) OM4 MPO8 (Non-Pinned) to LC/UPC Uniboot, Fiber Array Cable Assembly, 8-Fiber, Plenum | CommScope® | Propel ¦ SYSTIMAX ULL |  | Fiber array cable assembly
UGVQPUCTR |  | Base Product | Ultra Low Loss (ULL) OM5 MPO8 (Non-Pinned) to unconnectorized, Fiber Trunk Cable Assembly, 16-Fiber, Plenum | CommScope® | Propel ¦ SYSTIMAX ULL |  | Fiber trunk cable assembly
U3XQXUCTF |  | Base Product | Ultra Low Loss (ULL) OM4 MPO8 (Pinned) to unconnectorized, Fiber Trunk Cable Assembly, 24-Fiber, LZSH B2ca | CommScope® | Propel ¦ SYSTIMAX ULL |  | Fiber trunk cable assembly
UGGQXQXTL |  | Base Product | Ultra Low Loss (ULL) Singlemode MPO8 (Pinned) to MPO8 (Pinned), Fiber Trunk Cable Assembly, 96-Fiber, Plenum | CommScope® | Propel ¦ SYSTIMAX ULL |  | Fiber trunk cable assembly
UGVQPUCTS |  | Base Product | Ultra Low Loss (ULL) OM5 MPO8 (Non-Pinned) to unconnectorized, Fiber Trunk Cable Assembly, 32-Fiber, Plenum | CommScope® | Propel ¦ SYSTIMAX ULL |  | Fiber trunk cable assembly
U3VQXUCTF |  | Base Product | Ultra Low Loss (ULL) OM5 MPO8 (Pinned) to unconnectorized, Fiber Trunk Cable Assembly, 24-Fiber, LZSH B2ca | CommScope® | Propel ¦ SYSTIMAX ULL |  | Fiber trunk cable assembly
UJVQXQXTM |  | Base Product | Ultra Low Loss (ULL) OM5 MPO8 (Pinned) to MPO8 (Pinned), Fiber Trunk Cable Assembly, 144-Fiber, Dual Rated (OFNR/LSZH) | CommScope® | Propel ¦ SYSTIMAX ULL |  | Fiber trunk cable assembly
UJGQXUCTK |  | Base Product | Ultra Low Loss (ULL) Singlemode MPO8 (Pinned) to unconnectorized, Fiber Trunk Cable Assembly, 72-Fiber, Dual Rated (OFNR/LSZH) | CommScope® | Propel ¦ SYSTIMAX ULL |  | Fiber trunk cable assembly
UJXQPUCTU |  | Base Product | Ultra Low Loss (ULL) OM4 MPO8 (Non-Pinned) to unconnectorized, Fiber Trunk Cable Assembly, 64-Fiber, Dual Rated (OFNR/LSZH) | CommScope® | Propel ¦ SYSTIMAX ULL |  | Fiber trunk cable assembly
U3GQPUCTF |  | Base Product | Ultra Low Loss (ULL) Singlemode MPO8 (Non-Pinned) to unconnectorized, Fiber Trunk Cable Assembly, 24-Fiber, LZSH B2ca | CommScope® | Propel ¦ SYSTIMAX ULL |  | Fiber trunk cable assembly
UGGQXQXTM |  | Base Product | Ultra Low Loss (ULL) Singlemode MPO8 (Pinned) to MPO8 (Pinned), Fiber Trunk Cable Assembly, 144-Fiber, Plenum | CommScope® | Propel ¦ SYSTIMAX ULL |  | Fiber trunk cable assembly
U3VQXUCTH |  | Base Product | Ultra Low Loss (ULL) OM5 MPO8 (Pinned) to unconnectorized, Fiber Trunk Cable Assembly, 48-Fiber, LZSH B2ca | CommScope® | Propel ¦ SYSTIMAX ULL |  | Fiber trunk cable assembly
UJXQXQXT8 |  | Base Product | Ultra Low Loss (ULL) OM4 MPO8 (Pinned) to MPO8 (Pinned), Fiber Trunk Cable Assembly, 8-Fiber, Dual Rated (OFNR/LSZH) | CommScope® | Propel ¦ SYSTIMAX ULL |  | Fiber trunk cable assembly
U3VQPQXTM |  | Base Product | Ultra Low Loss (ULL) OM5 MPO8 (Non-Pinned) to MPO8 (Pinned), Fiber Trunk Cable Assembly, 144-Fiber, LZSH B2ca | CommScope® | Propel ¦ SYSTIMAX ULL |  | Fiber trunk cable assembly
U3GQPUCTH |  | Base Product | Ultra Low Loss (ULL) Singlemode MPO8 (Non-Pinned) to unconnectorized, Fiber Trunk Cable Assembly, 48-Fiber, LZSH B2ca | CommScope® | Propel ¦ SYSTIMAX ULL |  | Fiber trunk cable assembly
UQXQPUCF8 |  | Base Product | Ultra Low Loss (ULL) OM4 MPO8 (Non-Pinned) to unconnectorized, Fiber Array Cable Assembly, 8-Fiber, Plenum | CommScope® | Propel ¦ SYSTIMAX ULL |  | Fiber array cable assembly
U3VQXUCTK |  | Base Product | Ultra Low Loss (ULL) OM5 MPO8 (Pinned) to unconnectorized, Fiber Trunk Cable Assembly, 72-Fiber, LZSH B2ca | CommScope® | Propel ¦ SYSTIMAX ULL |  | Fiber trunk cable assembly
U3VQPQXTN |  | Base Product | Ultra Low Loss (ULL) OM5 MPO8 (Non-Pinned) to MPO8 (Pinned), Fiber Trunk Cable Assembly, 192-Fiber, LZSH B2ca | CommScope® | Propel ¦ SYSTIMAX ULL |  | Fiber trunk cable assembly
UJVQXQXTR |  | Base Product | Ultra Low Loss (ULL) OM5 MPO8 (Pinned) to MPO8 (Pinned), Fiber Trunk Cable Assembly, 16-Fiber, Dual Rated (OFNR/LSZH) | CommScope® | Propel ¦ SYSTIMAX ULL |  | Fiber trunk cable assembly
UGGQXQXTN |  | Base Product | Ultra Low Loss (ULL) Singlemode MPO8 (Pinned) to MPO8 (Pinned), Fiber Trunk Cable Assembly, 192-Fiber, Plenum | CommScope® | Propel ¦ SYSTIMAX ULL |  | Fiber trunk cable assembly
U3XQXUCTM |  | Base Product | Ultra Low Loss (ULL) OM4 MPO8 (Pinned) to unconnectorized, Fiber Trunk Cable Assembly, 144-Fiber, LZSH B2ca | CommScope® | Propel ¦ SYSTIMAX ULL |  | Fiber trunk cable assembly
UJGQXUCTM |  | Base Product | Ultra Low Loss (ULL) Singlemode MPO8 (Pinned) to unconnectorized, Fiber Trunk Cable Assembly, 144-Fiber, Dual Rated (OFNR/LSZH) | CommScope® | Propel ¦ SYSTIMAX ULL |  | Fiber trunk cable assembly
UJGQPQXTS |  | Base Product | Ultra Low Loss (ULL) Singlemode MPO8 (Non-Pinned) to MPO8 (Pinned), Fiber Trunk Cable Assembly, 32-Fiber, Dual Rated (OFNR/LSZH) | CommScope® | Propel ¦ SYSTIMAX ULL |  | Fiber trunk cable assembly
UGGQXQXTR |  | Base Product | Ultra Low Loss (ULL) Singlemode MPO8 (Pinned) to MPO8 (Pinned), Fiber Trunk Cable Assembly, 16-Fiber, Plenum | CommScope® | Propel ¦ SYSTIMAX ULL |  | Fiber trunk cable assembly
UJGQPQXTU |  | Base Product | Ultra Low Loss (ULL) Singlemode MPO8 (Non-Pinned) to MPO8 (Pinned), Fiber Trunk Cable Assembly, 64-Fiber, Dual Rated (OFNR/LSZH) | CommScope® | Propel ¦ SYSTIMAX ULL |  | Fiber trunk cable assembly
UJGQXUCTN |  | Base Product | Ultra Low Loss (ULL) Singlemode MPO8 (Pinned) to unconnectorized, Fiber Trunk Cable Assembly, 192-Fiber, Dual Rated (OFNR/LSZH) | CommScope® | Propel ¦ SYSTIMAX ULL |  | Fiber trunk cable assembly
U3XQXUCTN |  | Base Product | Ultra Low Loss (ULL) OM4 MPO8 (Pinned) to unconnectorized, Fiber Trunk Cable Assembly, 192-Fiber, LZSH B2ca | CommScope® | Propel ¦ SYSTIMAX ULL |  | Fiber trunk cable assembly
UGVQXQXTH |  | Base Product | Ultra Low Loss (ULL) OM5 MPO8 (Pinned) to MPO8 (Pinned), Fiber Trunk Cable Assembly, 48-Fiber, Plenum | CommScope® | Propel ¦ SYSTIMAX ULL |  | Fiber trunk cable assembly
UQXQXUCF8 |  | Base Product | Ultra Low Loss (ULL) OM4 MPO8 (Pinned) to unconnectorized, Fiber Patch Cord, 8-Fiber, Plenum | CommScope® | Propel ¦ SYSTIMAX ULL |  | Fiber array cable assembly
U3XQXUCTR |  | Base Product | Ultra Low Loss (ULL) OM4 MPO8 (Pinned) to unconnectorized, Fiber Trunk Cable Assembly, 16-Fiber, LZSH B2ca | CommScope® | Propel ¦ SYSTIMAX ULL |  | Fiber trunk cable assembly
U3GQPUCTM |  | Base Product | Ultra Low Loss (ULL) Singlemode MPO8 (Non-Pinned) to unconnectorized, Fiber Trunk Cable Assembly, 144-Fiber, LZSH B2ca | CommScope® | Propel ¦ SYSTIMAX ULL |  | Fiber trunk cable assembly
UGVQXQXTK |  | Base Product | Ultra Low Loss (ULL) OM5 MPO8 (Pinned) to MPO8 (Pinned), Fiber Trunk Cable Assembly, 72-Fiber, Plenum | CommScope® | Propel ¦ SYSTIMAX ULL |  | Fiber trunk cable assembly
U3VQPQXTU |  | Base Product | Ultra Low Loss (ULL) OM5 MPO8 (Non-Pinned) to MPO8 (Pinned), Fiber Trunk Cable Assembly, 64-Fiber, LZSH B2ca | CommScope® | Propel ¦ SYSTIMAX ULL |  | Fiber trunk cable assembly
UJXQXQXTL |  | Base Product | Ultra Low Loss (ULL) OM4 MPO8 (Pinned) to MPO8 (Pinned), Fiber Trunk Cable Assembly, 96-Fiber, Dual Rated (OFNR/LSZH) | CommScope® | Propel ¦ SYSTIMAX ULL |  | Fiber trunk cable assembly
UGXQPQXTS |  | Base Product | Ultra Low Loss (ULL) OM4 MPO8 (Non-Pinned) to MPO8 (Pinned), Fiber Trunk Cable Assembly, 32-Fiber, Plenum | CommScope® | Propel ¦ SYSTIMAX ULL |  | Fiber trunk cable assembly
UJGQPUCTF |  | Base Product | Ultra Low Loss (ULL) Singlemode MPO8 (Non-Pinned) to unconnectorized, Fiber Trunk Cable Assembly, 24-Fiber, Dual Rated (OFNR/LSZH) | CommScope® | Propel ¦ SYSTIMAX ULL |  | Fiber trunk cable assembly
U3XQXUCTS |  | Base Product | Ultra Low Loss (ULL) OM4 MPO8 (Pinned) to unconnectorized, Fiber Trunk Cable Assembly,32-Fiber, LZSH B2ca | CommScope® | Propel ¦ SYSTIMAX ULL |  | Fiber trunk cable assembly
UJGQXUCTS |  | Base Product | Ultra Low Loss (ULL) Singlemode MPO8 (Pinned) to unconnectorized, Fiber Trunk Cable Assembly,32-Fiber, Dual Rated (OFNR/LSZH) | CommScope® | Propel ¦ SYSTIMAX ULL |  | Fiber trunk cable assembly
UGVQXQXTL |  | Base Product | Ultra Low Loss (ULL) OM5 MPO8 (Pinned) to MPO8 (Pinned), Fiber Trunk Cable Assembly, 96-Fiber, Plenum | CommScope® | Propel ¦ SYSTIMAX ULL |  | Fiber trunk cable assembly
UJVQXUCTF |  | Base Product | Ultra Low Loss (ULL) OM5 MPO8 (Pinned) to unconnectorized, Fiber Trunk Cable Assembly, 24-Fiber, Dual Rated (OFNR/LSZH) | CommScope® | Propel ¦ SYSTIMAX ULL |  | Fiber trunk cable assembly
UJXQXQXTM |  | Base Product | Ultra Low Loss (ULL) OM4 MPO8 (Pinned) to MPO8 (Pinned), Fiber Trunk Cable Assembly, 144-Fiber, Dual Rated (OFNR/LSZH) | CommScope® | Propel ¦ SYSTIMAX ULL |  | Fiber trunk cable assembly
U3VQXUCTS |  | Base Product | Ultra Low Loss (ULL) OM5 MPO8 (Pinned) to unconnectorized, Fiber Trunk Cable Assembly,32-Fiber, LZSH B2ca | CommScope® | Propel ¦ SYSTIMAX ULL |  | Fiber trunk cable assembly
U3GQPUCTR |  | Base Product | Ultra Low Loss (ULL) Singlemode MPO8 (Non-Pinned) to unconnectorized, Fiber Trunk Cable Assembly, 16-Fiber, LZSH B2ca | CommScope® | Propel ¦ SYSTIMAX ULL |  | Fiber trunk cable assembly
UJVQXUCTH |  | Base Product | Ultra Low Loss (ULL) OM5 MPO8 (Pinned) to unconnectorized, Fiber Trunk Cable Assembly, 48-Fiber, Dual Rated (OFNR/LSZH) | CommScope® | Propel ¦ SYSTIMAX ULL |  | Fiber trunk cable assembly
UJXQXQXTN |  | Base Product | Ultra Low Loss (ULL) OM4 MPO8 (Pinned) to MPO8 (Pinned), Fiber Trunk Cable Assembly, 192-Fiber, Dual Rated (OFNR/LSZH) | CommScope® | Propel ¦ SYSTIMAX ULL |  | Fiber trunk cable assembly
UJVQPQXT8 |  | Base Product | Ultra Low Loss (ULL) OM5 MPO8 (Non-Pinned) to MPO8 (Pinned), Fiber Trunk Cable Assembly, 8-Fiber, Dual Rated (OFNR/LSZH) | CommScope® | Propel ¦ SYSTIMAX ULL |  | Fiber trunk cable assembly
UJVQXUCTK |  | Base Product | Ultra Low Loss (ULL) OM5 MPO8 (Pinned) to unconnectorized, Fiber Trunk Cable Assembly, 72-Fiber, Dual Rated (OFNR/LSZH) | CommScope® | Propel ¦ SYSTIMAX ULL |  | Fiber trunk cable assembly
UJXQXQXTR |  | Base Product | Ultra Low Loss (ULL) OM4 MPO8 (Pinned) to MPO8 (Pinned), Fiber Trunk Cable Assembly, 16-Fiber, Dual Rated (OFNR/LSZH) | CommScope® | Propel ¦ SYSTIMAX ULL |  | Fiber trunk cable assembly
UJGQPUCTL |  | Base Product | Ultra Low Loss (ULL) Singlemode MPO8 (Non-Pinned) to unconnectorized, Fiber Trunk Cable Assembly, 96-Fiber, Dual Rated (OFNR/LSZH) | CommScope® | Propel ¦ SYSTIMAX ULL |  | Fiber trunk cable assembly
U3GQPUCTU |  | Base Product | Ultra Low Loss (ULL) Singlemode MPO8 (Non-Pinned) to unconnectorized, Fiber Trunk Cable Assembly, 64-Fiber, LZSH B2ca | CommScope® | Propel ¦ SYSTIMAX ULL |  | Fiber trunk cable assembly
UGGQPQXTF |  | Base Product | Ultra Low Loss (ULL) Singlemode MPO8 (Non-Pinned) to MPO8 (Pinned), Fiber Trunk Cable Assembly, 24-Fiber, Plenum | CommScope® | Propel ¦ SYSTIMAX ULL |  | Fiber trunk cable assembly
UGVQXQXTR |  | Base Product | Ultra Low Loss (ULL) OM5 MPO8 (Pinned) to MPO8 (Pinned), Fiber Trunk Cable Assembly, 16-Fiber, Plenum | CommScope® | Propel ¦ SYSTIMAX ULL |  | Fiber trunk cable assembly
UJVQXUCTL |  | Base Product | Ultra Low Loss (ULL) OM5 MPO8 (Pinned) to unconnectorized, Fiber Trunk Cable Assembly, 96-Fiber, Dual Rated (OFNR/LSZH) | CommScope® | Propel ¦ SYSTIMAX ULL |  | Fiber trunk cable assembly
UGGQXUCTK |  | Base Product | Ultra Low Loss (ULL) Singlemode MPO8 (Pinned) to unconnectorized, Fiber Trunk Cable Assembly, 72-Fiber, Plenum | CommScope® | Propel ¦ SYSTIMAX ULL |  | Fiber trunk cable assembly
URGQXLUF8 |  | Base Product | Ultra Low Loss (ULL) Singlemode MPO8 (Pinned) to LC/UPC Uniboot, Fiber Array Cable Assembly, 8-Fiber, Dual Rated (OFNR/LSZH) | CommScope® | Propel ¦ SYSTIMAX ULL |  | Fiber array cable assembly
UJGQPUCTM |  | Base Product | Ultra Low Loss (ULL) Singlemode MPO8 (Non-Pinned) to unconnectorized, Fiber Trunk Cable Assembly, 144-Fiber, Dual Rated (OFNR/LSZH) | CommScope® | Propel ¦ SYSTIMAX ULL |  | Fiber trunk cable assembly
U3XQPQXTF |  | Base Product | Ultra Low Loss (ULL) OM4 MPO8 (Non-Pinned) to MPO8 (Pinned), Fiber Trunk Cable Assembly, 24-Fiber, LZSH B2ca | CommScope® | Propel ¦ SYSTIMAX ULL |  | Fiber trunk cable assembly
U3GQXQXT8 |  | Base Product | Ultra Low Loss (ULL) Singlemode MPO8 (Pinned) to MPO8 (Pinned), Fiber Trunk Cable Assembly, 8-Fiber, LZSH B2ca | CommScope® | Propel ¦ SYSTIMAX ULL |  | Fiber trunk cable assembly
UGGQPQXTH |  | Base Product | Ultra Low Loss (ULL) Singlemode MPO8 (Non-Pinned) to MPO8 (Pinned), Fiber Trunk Cable Assembly, 48-Fiber, Plenum | CommScope® | Propel ¦ SYSTIMAX ULL |  | Fiber trunk cable assembly
UGVQXQXTS |  | Base Product | Ultra Low Loss (ULL) OM5 MPO8 (Pinned) to MPO8 (Pinned), Fiber Trunk Cable Assembly,32-Fiber, Plenum | CommScope® | Propel ¦ SYSTIMAX ULL |  | Fiber trunk cable assembly
UJVQPQXTH |  | Base Product | Ultra Low Loss (ULL) OM5 MPO8 (Non-Pinned) to MPO8 (Pinned), Fiber Trunk Cable Assembly, 48-Fiber, Dual Rated (OFNR/LSZH) | CommScope® | Propel ¦ SYSTIMAX ULL |  | Fiber trunk cable assembly
UJXQXQXTU |  | Base Product | Ultra Low Loss (ULL) OM4 MPO8 (Pinned) to MPO8 (Pinned), Fiber Trunk Cable Assembly,64-Fiber, Dual Rated (OFNR/LSZH) | CommScope® | Propel ¦ SYSTIMAX ULL |  | Fiber trunk cable assembly
UGXQPUCTK |  | Base Product | Ultra Low Loss (ULL) OM4 MPO8 (Non-Pinned) to unconnectorized, Fiber Trunk Cable Assembly, 72-Fiber, Plenum | CommScope® | Propel ¦ SYSTIMAX ULL |  | Fiber trunk cable assembly
URGQXQXF8 |  | Base Product | Ultra Low Loss (ULL) Singlemode MPO8 (Pinned) to MPO8 (Pinned), Fiber Patch Cord, 8-Fiber, Dual Rated (OFNR/LSZH) | CommScope® | Propel ¦ SYSTIMAX ULL |  | Fiber array cable assembly
UJGQPUCTN |  | Base Product | Ultra Low Loss (ULL) Singlemode MPO8 (Non-Pinned) to unconnectorized, Fiber Trunk Cable Assembly, 192-Fiber, Dual Rated (OFNR/LSZH) | CommScope® | Propel ¦ SYSTIMAX ULL |  | Fiber trunk cable assembly
U3VQPUCTM |  | Base Product | Ultra Low Loss (ULL) OM5 MPO8 (Non-Pinned) to unconnectorized, Fiber Trunk Cable Assembly, 144-Fiber, LZSH B2ca | CommScope® | Propel ¦ SYSTIMAX ULL |  | Fiber trunk cable assembly
UGGQXUCTM |  | Base Product | Ultra Low Loss (ULL) Singlemode MPO8 (Pinned) to unconnectorized, Fiber Trunk Cable Assembly, 144-Fiber, Plenum | CommScope® | Propel ¦ SYSTIMAX ULL |  | Fiber trunk cable assembly
UGXQPUCTL |  | Base Product | Ultra Low Loss (ULL) OM4 MPO8 (Non-Pinned) to unconnectorized, Fiber Trunk Cable Assembly, 96-Fiber, Plenum | CommScope® | Propel ¦ SYSTIMAX ULL |  | Fiber trunk cable assembly
UGGQPQXTL |  | Base Product | Ultra Low Loss (ULL) Singlemode MPO8 (Non-Pinned) to MPO8 (Pinned), Fiber Trunk Cable Assembly, 96-Fiber, Plenum | CommScope® | Propel ¦ SYSTIMAX ULL |  | Fiber trunk cable assembly
UGVQXUCT8 |  | Base Product | Ultra Low Loss (ULL) OM5 MPO8 (Pinned) to unconnectorized, Fiber Trunk Cable Assembly, 8-Fiber, Plenum | CommScope® | Propel ¦ SYSTIMAX ULL |  | Fiber trunk cable assembly
U3VQPUCTN |  | Base Product | Ultra Low Loss (ULL) OM5 MPO8 (Non-Pinned) to unconnectorized, Fiber Trunk Cable Assembly, 192-Fiber, LZSH B2ca | CommScope® | Propel ¦ SYSTIMAX ULL |  | Fiber trunk cable assembly
URVQPLUF8 |  | Base Product | Ultra Low Loss (ULL) OM5 MPO8 (Non-Pinned) to LC/UPC Uniboot, Fiber Array Cable Assembly, 8-Fiber, Dual Rated (OFNR/LSZH) | CommScope® | Propel ¦ SYSTIMAX ULL |  | Fiber array cable assembly
U3GQXQXTK |  | Base Product | Ultra Low Loss (ULL) Singlemode MPO8 (Pinned) to MPO8 (Pinned), Fiber Trunk Cable Assembly, 72-Fiber, LZSH B2ca | CommScope® | Propel ¦ SYSTIMAX ULL |  | Fiber trunk cable assembly
UGVQXUCTF |  | Base Product | Ultra Low Loss (ULL) OM5 MPO8 (Pinned) to unconnectorized, Fiber Trunk Cable Assembly, 24-Fiber, Plenum | CommScope® | Propel ¦ SYSTIMAX ULL |  | Fiber trunk cable assembly
UJVQXUCTS |  | Base Product | Ultra Low Loss (ULL) OM5 MPO8 (Pinned) to unconnectorized, Fiber Trunk Cable Assembly,32-Fiber, Dual Rated (OFNR/LSZH) | CommScope® | Propel ¦ SYSTIMAX ULL |  | Fiber trunk cable assembly
UGXQPUCTN |  | Base Product | Ultra Low Loss (ULL) OM4 MPO8 (Non-Pinned) to unconnectorized, Fiber Trunk Cable Assembly, 192-Fiber, Plenum | CommScope® | Propel ¦ SYSTIMAX ULL |  | Fiber trunk cable assembly
UGGQXUCTR |  | Base Product | Ultra Low Loss (ULL) Singlemode MPO8 (Pinned) to unconnectorized, Fiber Trunk Cable Assembly, 16-Fiber, Plenum | CommScope® | Propel ¦ SYSTIMAX ULL |  | Fiber trunk cable assembly
UJXQXUCTH |  | Base Product | Ultra Low Loss (ULL) OM4 MPO8 (Pinned) to unconnectorized, Fiber Trunk Cable Assembly, 48-Fiber, Dual Rated (OFNR/LSZH) | CommScope® | Propel ¦ SYSTIMAX ULL |  | Fiber trunk cable assembly
U3XQPQXTM |  | Base Product | Ultra Low Loss (ULL) OM4 MPO8 (Non-Pinned) to MPO8 (Pinned), Fiber Trunk Cable Assembly, 144-Fiber, LZSH B2ca | CommScope® | Propel ¦ SYSTIMAX ULL |  | Fiber trunk cable assembly
URVQPQPF8 |  | Base Product | Ultra Low Loss (ULL) OM5 MPO8 (Non-Pinned) to MPO8 (Non-Pinned), Fiber Array Cable Assembly, 8-Fiber, Dual Rated (OFNR/LSZH) | CommScope® | Propel ¦ SYSTIMAX ULL |  | Fiber array cable assembly
UGVQXUCTH |  | Base Product | Ultra Low Loss (ULL) OM5 MPO8 (Pinned) to unconnectorized, Fiber Trunk Cable Assembly, 48-Fiber, Plenum | CommScope® | Propel ¦ SYSTIMAX ULL |  | Fiber trunk cable assembly
UJXQXUCTK |  | Base Product | Ultra Low Loss (ULL) OM4 MPO8 (Pinned) to unconnectorized, Fiber Trunk Cable Assembly, 72-Fiber, Dual Rated (OFNR/LSZH) | CommScope® | Propel ¦ SYSTIMAX ULL |  | Fiber trunk cable assembly
UGGQXUCTS |  | Base Product | Ultra Low Loss (ULL) Singlemode MPO8 (Pinned) to unconnectorized, Fiber Trunk Cable Assembly,32-Fiber, Plenum | CommScope® | Propel ¦ SYSTIMAX ULL |  | Fiber trunk cable assembly
U3GQXQXTM |  | Base Product | Ultra Low Loss (ULL) Singlemode MPO8 (Pinned) to MPO8 (Pinned), Fiber Trunk Cable Assembly, 144-Fiber, Dual Rated (OFNR/LSZH) B2ca | CommScope® | Propel ¦ SYSTIMAX ULL |  | Fiber trunk cable assembly
UJGQXQXT8 |  | Base Product | Ultra Low Loss (ULL) Singlemode MPO8 (Pinned) to MPO8 (Pinned), Fiber Trunk Cable Assembly, 8-Fiber, Dual Rated (OFNR/LSZH) | CommScope® | Propel ¦ SYSTIMAX ULL |  | Fiber trunk cable assembly
UJVQPQXTR |  | Base Product | Ultra Low Loss (ULL) OM5 MPO8 (Non-Pinned) to MPO8 (Pinned), Fiber Trunk Cable Assembly, 16-Fiber, Dual Rated (OFNR/LSZH) | CommScope® | Propel ¦ SYSTIMAX ULL |  | Fiber trunk cable assembly
UGGQXUCTU |  | Base Product | Ultra Low Loss (ULL) Singlemode MPO8 (Pinned) to unconnectorized, Fiber Trunk Cable Assembly,64-Fiber, Plenum | CommScope® | Propel ¦ SYSTIMAX ULL |  | Fiber trunk cable assembly
UGGQPQXTS |  | Base Product | Ultra Low Loss (ULL) Singlemode MPO8 (Non-Pinned) to MPO8 (Pinned), Fiber Trunk Cable Assembly, 32-Fiber, Plenum | CommScope® | Propel ¦ SYSTIMAX ULL |  | Fiber trunk cable assembly
U3GQXQXTN |  | Base Product | Ultra Low Loss (ULL) Singlemode MPO8 (Pinned) to MPO8 (Pinned), Fiber Trunk Cable Assembly, 192-Fiber, LZSH B2ca | CommScope® | Propel ¦ SYSTIMAX ULL |  | Fiber trunk cable assembly
UJXQPQXTF |  | Base Product | Ultra Low Loss (ULL) OM4 MPO8 (Non-Pinned) to MPO8 (Pinned), Fiber Trunk Cable Assembly, 24-Fiber, Dual Rated (OFNR/LSZH) | CommScope® | Propel ¦ SYSTIMAX ULL |  | Fiber trunk cable assembly
UGVQXUCTL |  | Base Product | Ultra Low Loss (ULL) OM5 MPO8 (Pinned) to unconnectorized, Fiber Trunk Cable Assembly, 96-Fiber, Plenum | CommScope® | Propel ¦ SYSTIMAX ULL |  | Fiber trunk cable assembly
URVQXLUF8 |  | Base Product | Ultra Low Loss (ULL) OM5 MPO8 (Pinned) to LC/UPC Uniboot, Fiber Array Cable Assembly, 8-Fiber, Dual Rated (OFNR/LSZH) | CommScope® | Propel ¦ SYSTIMAX ULL |  | Fiber array cable assembly
U3XQPQXTS |  | Base Product | Ultra Low Loss (ULL) OM4 MPO8 (Non-Pinned) to MPO8 (Pinned), Fiber Trunk Cable Assembly,32-Fiber, LZSH B2ca | CommScope® | Propel ¦ SYSTIMAX ULL |  | Fiber trunk cable assembly
UJVQPQXTS |  | Base Product | Ultra Low Loss (ULL) OM5 MPO8 (Non-Pinned) to MPO8 (Pinned), Fiber Trunk Cable Assembly, 32-Fiber, Dual Rated (OFNR/LSZH) | CommScope® | Propel ¦ SYSTIMAX ULL |  | Fiber trunk cable assembly
UGXQPUCTU |  | Base Product | Ultra Low Loss (ULL) OM4 MPO8 (Non-Pinned) to unconnectorized, Fiber Trunk Cable Assembly, 64-Fiber, Plenum | CommScope® | Propel ¦ SYSTIMAX ULL |  | Fiber trunk cable assembly
U3GQXQXTR |  | Base Product | Ultra Low Loss (ULL) Singlemode MPO8 (Pinned) to MPO8 (Pinned), Fiber Trunk Cable Assembly, 16-Fiber, LZSH B2ca | CommScope® | Propel ¦ SYSTIMAX ULL |  | Fiber trunk cable assembly
UJGQXQXTH |  | Base Product | Ultra Low Loss (ULL) Singlemode MPO8 (Pinned) to MPO8 (Pinned), Fiber Trunk Cable Assembly, 48-Fiber, Dual Rated (OFNR/LSZH) | CommScope® | Propel ¦ SYSTIMAX ULL |  | Fiber trunk cable assembly
UGGQPQXTU |  | Base Product | Ultra Low Loss (ULL) Singlemode MPO8 (Non-Pinned) to MPO8 (Pinned), Fiber Trunk Cable Assembly, 64-Fiber, Plenum | CommScope® | Propel ¦ SYSTIMAX ULL |  | Fiber trunk cable assembly
UGVQXUCTM |  | Base Product | Ultra Low Loss (ULL) OM5 MPO8 (Pinned) to unconnectorized, Fiber Trunk Cable Assembly, 144-Fiber, Plenum | CommScope® | Propel ¦ SYSTIMAX ULL |  | Fiber trunk cable assembly
UJXQXUCTN |  | Base Product | Ultra Low Loss (ULL) OM4 MPO8 (Pinned) to unconnectorized, Fiber Trunk Cable Assembly, 192-Fiber, Dual Rated (OFNR/LSZH) | CommScope® | Propel ¦ SYSTIMAX ULL |  | Fiber trunk cable assembly
UGVQPQXTF |  | Base Product | Ultra Low Loss (ULL) OM5 MPO8 (Non-Pinned) to MPO8 (Pinned), Fiber Trunk Cable Assembly, 24-Fiber, Plenum | CommScope® | Propel ¦ SYSTIMAX ULL |  | Fiber trunk cable assembly
U3VQXQXTF |  | Base Product | Ultra Low Loss (ULL) OM5 MPO8 (Pinned) to MPO8 (Pinned), Fiber Trunk Cable Assembly, 24-Fiber, LZSH B2ca | CommScope® | Propel ¦ SYSTIMAX ULL |  | Fiber trunk cable assembly
URVQXQXF8 |  | Base Product | Ultra Low Loss (ULL) OM5 MPO8 (Pinned) to MPO8 (Pinned), Fiber Patch Cord, 8-Fiber, Dual Rated (OFNR/LSZH) | CommScope® | Propel ¦ SYSTIMAX ULL |  | Fiber array cable assembly
UGXQXQXT8 |  | Base Product | Ultra Low Loss (ULL) OM4 MPO8 (Pinned) to MPO8 (Pinned), Fiber Trunk Cable Assembly, 8-Fiber, Plenum | CommScope® | Propel ¦ SYSTIMAX ULL |  | Fiber trunk cable assembly
UJVQPQXTU |  | Base Product | Ultra Low Loss (ULL) OM5 MPO8 (Non-Pinned) to MPO8 (Pinned), Fiber Trunk Cable Assembly, 64-Fiber, Dual Rated (OFNR/LSZH) | CommScope® | Propel ¦ SYSTIMAX ULL |  | Fiber trunk cable assembly
UGGQPUCT8 |  | Base Product | Ultra Low Loss (ULL) Singlemode MPO8 (Non-Pinned) to unconnectorized, Fiber Trunk Cable Assembly, 8-Fiber, Plenum | CommScope® | Propel ¦ SYSTIMAX ULL |  | Fiber trunk cable assembly
UJXQPQXTK |  | Base Product | Ultra Low Loss (ULL) OM4 MPO8 (Non-Pinned) to MPO8 (Pinned), Fiber Trunk Cable Assembly, 72-Fiber, Dual Rated (OFNR/LSZH) | CommScope® | Propel ¦ SYSTIMAX ULL |  | Fiber trunk cable assembly
UJXQXUCTR |  | Base Product | Ultra Low Loss (ULL) OM4 MPO8 (Pinned) to unconnectorized, Fiber Trunk Cable Assembly, 16-Fiber, Dual Rated (OFNR/LSZH) | CommScope® | Propel ¦ SYSTIMAX ULL |  | Fiber trunk cable assembly
UGVQPQXTH |  | Base Product | Ultra Low Loss (ULL) OM5 MPO8 (Non-Pinned) to MPO8 (Pinned), Fiber Trunk Cable Assembly, 48-Fiber, Plenum | CommScope® | Propel ¦ SYSTIMAX ULL |  | Fiber trunk cable assembly
UGXQXQXTF |  | Base Product | Ultra Low Loss (ULL) OM4 MPO8 (Pinned) to MPO8 (Pinned), Fiber Trunk Cable Assembly, 24-Fiber, Plenum | CommScope® | Propel ¦ SYSTIMAX ULL |  | Fiber trunk cable assembly
UGGQPUCTF |  | Base Product | Ultra Low Loss (ULL) Singlemode MPO8 (Non-Pinned) to unconnectorized, Fiber Trunk Cable Assembly, 24-Fiber, Plenum | CommScope® | Propel ¦ SYSTIMAX ULL |  | Fiber trunk cable assembly
UGVQXUCTR |  | Base Product | Ultra Low Loss (ULL) OM5 MPO8 (Pinned) to unconnectorized, Fiber Trunk Cable Assembly, 16-Fiber, Plenum | CommScope® | Propel ¦ SYSTIMAX ULL |  | Fiber trunk cable assembly
UJXQXUCTS |  | Base Product | Ultra Low Loss (ULL) OM4 MPO8 (Pinned) to unconnectorized, Fiber Trunk Cable Assembly,32-Fiber, Dual Rated (OFNR/LSZH) | CommScope® | Propel ¦ SYSTIMAX ULL |  | Fiber trunk cable assembly
U3XQPUCTF |  | Base Product | Ultra Low Loss (ULL) OM4 MPO8 (Non-Pinned) to unconnectorized, Fiber Trunk Cable Assembly, 24-Fiber, LZSH B2ca | CommScope® | Propel ¦ SYSTIMAX ULL |  | Fiber trunk cable assembly
UGVQPQXTK |  | Base Product | Ultra Low Loss (ULL) OM5 MPO8 (Non-Pinned) to MPO8 (Pinned), Fiber Trunk Cable Assembly, 72-Fiber, Plenum | CommScope® | Propel ¦ SYSTIMAX ULL |  | Fiber trunk cable assembly
URXQPLUF8 |  | Base Product | Ultra Low Loss (ULL) OM4 MPO8 (Non-Pinned) to LC/UPC Uniboot, Fiber Array Cable Assembly, 8-Fiber, Dual Rated (OFNR/LSZH) | CommScope® | Propel ¦ SYSTIMAX ULL |  | Fiber array cable assembly
UJXQPQXTM |  | Base Product | Ultra Low Loss (ULL) OM4 MPO8 (Non-Pinned) to MPO8 (Pinned), Fiber Trunk Cable Assembly, 144-Fiber, Dual Rated (OFNR/LSZH) | CommScope® | Propel ¦ SYSTIMAX ULL |  | Fiber trunk cable assembly
UJXQXUCTU |  | Base Product | Ultra Low Loss (ULL) OM4 MPO8 (Pinned) to unconnectorized, Fiber Trunk Cable Assembly,64-Fiber, Dual Rated (OFNR/LSZH) | CommScope® | Propel ¦ SYSTIMAX ULL |  | Fiber trunk cable assembly
UGXQXQXTK |  | Base Product | Ultra Low Loss (ULL) OM4 MPO8 (Pinned) to MPO8 (Pinned), Fiber Trunk Cable Assembly, 72-Fiber, Plenum | CommScope® | Propel ¦ SYSTIMAX ULL |  | Fiber trunk cable assembly
URXQPUCF8 |  | Base Product | Ultra Low Loss (ULL) OM4 MPO8 (Non-Pinned) to unconnectorized, Fiber Array Cable Assembly, 8-Fiber, Dual Rated (OFNR/LSZH) | CommScope® | Propel ¦ SYSTIMAX ULL |  | Fiber array cable assembly
U3VQXQXTL |  | Base Product | Ultra Low Loss (ULL) OM5 MPO8 (Pinned) to MPO8 (Pinned), Fiber Trunk Cable Assembly, 96-Fiber, LZSH B2ca | CommScope® | Propel ¦ SYSTIMAX ULL |  | Fiber trunk cable assembly
UJXQPQXTN |  | Base Product | Ultra Low Loss (ULL) OM4 MPO8 (Non-Pinned) to MPO8 (Pinned), Fiber Trunk Cable Assembly, 192-Fiber, Dual Rated (OFNR/LSZH) | CommScope® | Propel ¦ SYSTIMAX ULL |  | Fiber trunk cable assembly
U3XQPUCTK |  | Base Product | Ultra Low Loss (ULL) OM4 MPO8 (Non-Pinned) to unconnectorized, Fiber Trunk Cable Assembly, 72-Fiber, LZSH B2ca | CommScope® | Propel ¦ SYSTIMAX ULL |  | Fiber trunk cable assembly
U3VQXQXTM |  | Base Product | Ultra Low Loss (ULL) OM5 MPO8 (Pinned) to MPO8 (Pinned), Fiber Trunk Cable Assembly, 144-Fiber, LZSH B2ca | CommScope® | Propel ¦ SYSTIMAX ULL |  | Fiber trunk cable assembly
UGXQXQXTL |  | Base Product | Ultra Low Loss (ULL) OM4 MPO8 (Pinned) to MPO8 (Pinned), Fiber Trunk Cable Assembly, 96-Fiber, Plenum | CommScope® | Propel ¦ SYSTIMAX ULL |  | Fiber trunk cable assembly
UJXQPQXTR |  | Base Product | Ultra Low Loss (ULL) OM4 MPO8 (Non-Pinned) to MPO8 (Pinned), Fiber Trunk Cable Assembly, 16-Fiber, Dual Rated (OFNR/LSZH) | CommScope® | Propel ¦ SYSTIMAX ULL |  | Fiber trunk cable assembly
U3XQPUCTL |  | Base Product | Ultra Low Loss (ULL) OM4 MPO8 (Non-Pinned) to unconnectorized, Fiber Trunk Cable Assembly, 96-Fiber, LZSH B2ca | CommScope® | Propel ¦ SYSTIMAX ULL |  | Fiber trunk cable assembly
UQGQPQPF8 |  | Base Product | Ultra Low Loss (ULL) Singlemode MPO8 (Non-Pinned) to MPO8 (Non-Pinned), Fiber Array Cable Assembly, 8-Fiber, Plenum | CommScope® | Propel ¦ SYSTIMAX ULL |  | Fiber array cable assembly
URXQXQXF8 |  | Base Product | Ultra Low Loss (ULL) OM4 MPO8 (Pinned) to MPO8 (Pinned), Fiber Cable Assembly, 8-Fiber, Dual Rated (OFNR/LSZH) | CommScope® | Propel ¦ SYSTIMAX ULL |  | Fiber array cable assembly
UJVQPUCTM |  | Base Product | Ultra Low Loss (ULL) OM5 MPO8 (Non-Pinned) to unconnectorized, Fiber Trunk Cable Assembly, 144-Fiber, Dual Rated (OFNR/LSZH) | CommScope® | Propel ¦ SYSTIMAX ULL |  | Fiber trunk cable assembly
U3XQPUCTM |  | Base Product | Ultra Low Loss (ULL) OM4 MPO8 (Non-Pinned) to unconnectorized, Fiber Trunk Cable Assembly, 144-Fiber, LZSH B2ca | CommScope® | Propel ¦ SYSTIMAX ULL |  | Fiber trunk cable assembly
UQGQPQXF8 |  | Base Product | Ultra Low Loss (ULL) Singlemode MPO8 (Non-Pinned) to MPO8 (Pinned), Fiber Array Cable Assembly, 8-Fiber, Plenum | CommScope® | Propel ¦ SYSTIMAX ULL |  | Fiber array cable assembly
URXQXUCF8 |  | Base Product | Ultra Low Loss (ULL) OM4 MPO8 (Pinned) to unconnectorized, Fiber Cable Assembly, 8-Fiber, Dual Rated (OFNR/LSZH) | CommScope® | Propel ¦ SYSTIMAX ULL |  | Fiber array cable assembly
U3XQPUCTR |  | Base Product | Ultra Low Loss (ULL) OM4 MPO8 (Non-Pinned) to unconnectorized, Fiber Trunk Cable Assembly, 16-Fiber, LZSH B2ca | CommScope® | Propel ¦ SYSTIMAX ULL |  | Fiber trunk cable assembly
UGXQXQXTS |  | Base Product | Ultra Low Loss (ULL) OM4 MPO8 (Pinned) to MPO8 (Pinned), Fiber Trunk Cable Assembly,32-Fiber, Plenum | CommScope® | Propel ¦ SYSTIMAX ULL |  | Fiber trunk cable assembly
U3XQPUCTS |  | Base Product | Ultra Low Loss (ULL) OM4 MPO8 (Non-Pinned) to unconnectorized, Fiber Trunk Cable Assembly,32-Fiber, LZSH B2ca | CommScope® | Propel ¦ SYSTIMAX ULL |  | Fiber trunk cable assembly
UGXQXUCT8 |  | Base Product | Ultra Low Loss (ULL) OM4 MPO8 (Pinned) to unconnectorized, Fiber Trunk Cable Assembly, 8-Fiber, Plenum | CommScope® | Propel ¦ SYSTIMAX ULL |  | Fiber trunk cable assembly
2091SDB |  | Base Product | GigaSPEED X10D® 2091SDB ETL Verified Category 6A U/UTP Cable | SYSTIMAX® | GigaSPEED X10D® |  | Twisted pair cable
EHD-PANELS |  | Base Product | EHD Fiber Termination Panel available in 1U, 2U and 4U sliding configurations | CommScope® |  | EHD | Fiber patch panel |  | Discontinued
PROPEL-PANELS |  | Base Product | Propel Series Sliding Fiber Optic Panels for holding Propel modules, adapter packs and splice cassettes | CommScope® | Propel | PPL | Fiber patch panel
UD-PANELS |  | Base Product | Ultra High Density Panel modular cassette panel available in 2U or 4U fixed or sliding configurations | CommScope® |  | UD | Fiber patch panel
CS44PSD |  | Base Product | CS44PSD ETL Verified Category 6A U/UTP Cable | Uniprise® |  |  | Twisted pair cable
UNXLCLCT4 |  | Base Product | Ultra Low Loss ULL LazrSPEED® 550 LC/UPC to LC/UPC Ruggedized fanout Cable, 4-Fiber, LSZH, 8 fiber PmP 2.0 mm | CommScope® | SYSTIMAX ULL |  | Ruggedized fanout
U4X2XLUVF |  | Base Product | Ultra Low Loss (ULL) OM4 MPO24 (Pinned) to LC/UPC Uniboot, Fiber Trunk Cable Assembly, 24-Fiber, Low Smoke Zero Halogen (LSZH), B2ca | CommScope® | SYSTIMAX ULL |  | Fiber trunk cable assembly
UQXMPMPUD |  | Base Product | Ultra Low Loss (ULL) OM4 MPO12 (Non-Pinned) to MPO12 (Non-Pinned), Fiber Array Cable Assembly, 12-Fiber, Plenum | CommScope® | Propel ¦ SYSTIMAX ULL |  | Fiber array cable assembly
URVMPMPUD |  | Base Product | Ultra Low Loss (ULL) OM4 MPO12 (Non-pinned) to MPO12 (Non-pinned), Fiber Array Cable Assembly, 12-Fiber, Dual Rated (OFNR/LSZH) | CommScope® | Propel ¦ SYSTIMAX ULL |  | Fiber array cable assembly
URGMPMPUD |  | Base Product | Ultra Low Loss (ULL) Singlemode MPO12 (Non-pinned) to MPO12 (Non-pinned), Fiber Array Cable Assembly, 12-Fiber, Dual Rated (OFNR/LSZH) | CommScope® | Propel ¦ SYSTIMAX ULL |  | Fiber array cable assembly
URXMPMPUD |  | Base Product | Ultra Low Loss (ULL) OM4 MPO12 (Non-Pinned) to MPO12 (Non-Pinned), Fiber Array Cable Assembly, 12-Fiber, Dual Rated (OFNR/LSZH) | CommScope® | Propel ¦ SYSTIMAX ULL |  | Fiber array cable assembly
URXMXLUUD |  | Base Product | Ultra Low Loss (ULL) OM4 MPO12 (Pinned) to LC Uniboot, Fiber Array Cable Assembly, 12-Fiber, Dual Rated (OFNR/LSZH) | CommScope® | Propel ¦ SYSTIMAX ULL |  | Fiber array cable assembly
UJGMPUCDM |  | Base Product | Ultra Low Loss (ULL) Singlemode, MPO12 Unpinned to Unconnectorized, Fiber Trunk Cable Assembly, 144-Fiber, Low Smoke Zero Halogen/Riser, Indoor/Outdoor | CommScope® | SYSTIMAX ULL |  | Fiber trunk cable assembly
ALGLGUCCL |  | Base Product | Ultra Low Loss ULL TeraSPEED® LC/UPC to Unconnectorized Ruggedized fanout Cable, 96-Fiber, Plenum, 12 fiber PmP 2.0 mm | CommScope® | SYSTIMAX ULL |  | Ruggedized fanout
UQXQFLUJ8 |  | Base Product | Ultra Low Loss (ULL) OM4 MTPPro8 to LC Uniboot, Fiber Extension Cable Assembly, 8-Fiber, Plenum | CommScope® | SYSTIMAX ULL |  | Fiber array cable assembly
UQVLCLCGD |  | Base Product | Ultra Low Loss (ULL) OM5 LC/UPC to LC/UPC Fanout Cable, 12-Fiber, Plenum | CommScope® | SYSTIMAX ULL |  | Fiber array cable assembly
URXLCLCGD |  | Base Product | Ultra Low Loss (ULL) OM4 LC/UPC to LC/UPC Fanout Cable, 12-Fiber, LSZH & OFNR | CommScope® | SYSTIMAX ULL |  | Fiber array cable assembly
URVLCLCGD |  | Base Product | Ultra Low Loss (ULL) OM5 LC/UPC to LC/UPC Fanout Cable, 12-Fiber, LSZH & OFNR | CommScope® | SYSTIMAX ULL |  | Fiber array cable assembly
UQGLCLCGD |  | Base Product | Ultra Low Loss (ULL) Singlemode LC/UPC to LC/UPC Fanout Cable,12-Fiber, Plenum | CommScope® | SYSTIMAX ULL |  | Fiber array cable assembly
UGGQXQXY8 |  | Base Product | Hybrid Ultra Low Loss (ULL) Singlemode G.657.A2 MPO8 (Pinned) to MPO8 (Pinned) , 2 Pair 16AWG Constellation Trunk Cable Assembly, 8-Fiber, Plenum | CommScope® | SYSTIMAX ULL |  | Hybrid cable assembly ¦ 2-pair
UGGQXUCZ8 |  | Base Product | Hybrid Ultra Low Loss (ULL) Singlemode G.657.A2 MPO8 (Pinned) to Unconnectorized , 4 Pair 16AWG Constellation Trunk Cable Assembly, 8-Fiber, Plenum | CommScope® | SYSTIMAX ULL |  | Hybrid cable assembly ¦ 4-pair
UGGRXUC8Q |  | Base Product | Ultra Low Loss (ULL) Singlemode G.657.A2 MPO16 (Pinned) to Unconnectorized, Fiber Trunk Cable Assembly, 128-Fiber, Plenum | CommScope® | Propel ¦ SYSTIMAX ULL |  | Fiber trunk cable assembly
U3VQVUCTS |  | Base Product | Ultra Low Loss (ULL) OM5 MPO8 APC (Non-Pinned) to Unconnectorized, Fiber Trunk Cable Assembly, 32-Fiber, LSZH B2ca | CommScope® | Propel ¦ SYSTIMAX ULL |  | Fiber trunk cable assembly
UGXRZUC8S |  | Base Product | Ultra Low Loss (ULL) OM4 MPO16 APC (Pinned) to Unconnectorized, Fiber Trunk Cable Assembly, 32-Fiber, Plenum | CommScope® | Propel ¦ SYSTIMAX ULL |  | Fiber trunk cable assembly
UQXQVQVF8 |  | Base Product | Ultra Low Loss (ULL) OM4 MPO8 APC (Non-Pinned) to MPO8 APC (Non-Pinned), Patch Cord Assembly, 8-Fiber, Plenum | CommScope® | Propel ¦ SYSTIMAX ULL |  | Fiber array cable assembly
UGXQZQZTH |  | Base Product | Ultra Low Loss (ULL) OM4 MPO8 APC (Pinned) to MPO8 APC (Pinned), Fiber Trunk Cable Assembly, 48-Fiber, Plenum | CommScope® | Propel ¦ SYSTIMAX ULL |  | Fiber trunk cable assembly
U3XQZUCTR |  | Base Product | Ultra Low Loss (ULL) OM4 MPO8 APC (Pinned) to Unconnectorized, Fiber Trunk Cable Assembly, 16-Fiber, LSZH B2ca | CommScope® | Propel ¦ SYSTIMAX ULL |  | Fiber trunk cable assembly
UJXQVUCTF |  | Base Product | Ultra Low Loss (ULL) OM4 MPO APC (Non-Pinned) to Unconnectorized, Fiber Trunk Cable Assembly, 24-Fiber, Dual Rated (OFNR/LSZH) | CommScope® | Propel ¦ SYSTIMAX ULL |  | Fiber trunk cable assembly
UGVRZRZ8M |  | Base Product | Ultra Low Loss (ULL) OM5 MPO16 APC (Pinned) to MPO16 APC (Pinned), Fiber Trunk Cable Assembly, 144-Fiber, Plenum | CommScope® | Propel ¦ SYSTIMAX ULL |  | Fiber trunk cable assembly
URXRVRV7R |  | Base Product | Ultra Low Loss (ULL) OM4 MPO16 APC (Non-Pinned) to MPO16 APC (Non-Pinned), Fiber Array Cable Assembly, 16-Fiber, Dual Rated (OFNR/LSZH) | CommScope® | Propel ¦ SYSTIMAX ULL |  | Fiber array cable assembly
UJXRZRZ8S |  | Base Product | Ultra Low Loss (ULL) OM4 MPO16 APC (Pinned) to MPO16 APC (Pinned), Fiber Trunk Cable Assembly, 32-Fiber, Dual Rated (OFNR/LSZH) | CommScope® | Propel ¦ SYSTIMAX ULL |  | Fiber trunk cable assembly
UJVQZQZTM |  | Base Product | Ultra Low Loss (ULL) OM5 MPO APC (Pinned) to MPO APC (Pinned), Fiber Trunk Cable Assembly, 144-Fiber, Dual Rated (OFNR/LSZH) | CommScope® | Propel ¦ SYSTIMAX ULL |  | Fiber trunk cable assembly
URXRZRZ7R |  | Base Product | Ultra Low Loss (ULL) OM4 MPO16 APC (Pinned) to MPO16 APC (Pinned), Fiber Array Cable Assembly, 16-Fiber, Dual Rated (OFNR/LSZH) | CommScope® | Propel ¦ SYSTIMAX ULL |  | Fiber array cable assembly
UGGRXUC8R |  | Base Product | Ultra Low Loss (ULL) Singlemode G.657.A2 MPO16 (Pinned) to Unconnectorized, Fiber Trunk Cable Assembly, 16-Fiber, Plenum | CommScope® | Propel ¦ SYSTIMAX ULL |  | Fiber trunk cable assembly
UGVRZRZ8N |  | Base Product | Ultra Low Loss (ULL) OM5 MPO16 APC (Pinned) to MPO16 APC (Pinned), Fiber Trunk Cable Assembly, 192-Fiber, Plenum | CommScope® | Propel ¦ SYSTIMAX ULL |  | Fiber trunk cable assembly
UGXRZUC8U |  | Base Product | Ultra Low Loss (ULL) OM4 MPO16 APC (Pinned) to Unconnectorized, Fiber Trunk Cable Assembly, 64-Fiber, Plenum | CommScope® | Propel ¦ SYSTIMAX ULL |  | Fiber trunk cable assembly
U3XQZUCTS |  | Base Product | Ultra Low Loss (ULL) OM4 MPO8 APC (Pinned) to Unconnectorized, Fiber Trunk Cable Assembly, 32-Fiber, LSZH B2ca | CommScope® | Propel ¦ SYSTIMAX ULL |  | Fiber trunk cable assembly
UQXQVQZF8 |  | Base Product | Ultra Low Loss (ULL) OM4 MPO8 APC (Non-Pinned) to MPO8 APC (Pinned), Fiber Trunk Cable Assembly, 8-Fiber, Plenum | CommScope® | Propel ¦ SYSTIMAX ULL |  | Fiber array cable assembly
URXRVRZ7R |  | Base Product | Ultra Low Loss (ULL) OM4 MPO16 APC (Non-Pinned) to MPO16 APC (Pinned), Fiber Array Cable Assembly, 16-Fiber, Dual Rated (OFNR/LSZH) | CommScope® | Propel ¦ SYSTIMAX ULL |  | Fiber array cable assembly
UJXRZRZ8U |  | Base Product | Ultra Low Loss (ULL) OM4 MPO16 APC (Pinned) to MPO16 APC (Pinned), Fiber Trunk Cable Assembly, 64-Fiber, Dual Rated (OFNR/LSZH) | CommScope® | Propel ¦ SYSTIMAX ULL |  | Fiber trunk cable assembly
U3XQZUCTU |  | Base Product | Ultra Low Loss (ULL) OM4 MPO8 APC (Pinned) to Unconnectorized, Fiber Trunk Cable Assembly, 64-Fiber, LSZH B2ca | CommScope® | Propel ¦ SYSTIMAX ULL |  | Fiber trunk cable assembly
UGXQZQZTL |  | Base Product | Ultra Low Loss (ULL) OM4 MPO8 APC (Pinned) to MPO8 APC (Pinned), Fiber Trunk Cable Assembly, 96-Fiber, Plenum | CommScope® | Propel ¦ SYSTIMAX ULL |  | Fiber trunk cable assembly
UJVQZQZTR |  | Base Product | Ultra Low Loss (ULL) OM5 MPO APC (Pinned) to MPO APC (Pinned), Fiber Trunk Cable Assembly, 16-Fiber, Dual Rated (OFNR/LSZH) | CommScope® | Propel ¦ SYSTIMAX ULL |  | Fiber trunk cable assembly
UJXRZUC8H |  | Base Product | Ultra Low Loss (ULL) OM4 MPO16 APC (Pinned) to Unconnectorized, Fiber Trunk Cable Assembly, 48-Fiber, Dual Rated (OFNR/LSZH) | CommScope® | Propel ¦ SYSTIMAX ULL |  | Fiber trunk cable assembly
UQXQVUCF8 |  | Base Product | Ultra Low Loss (ULL) OM4 MPO8 APC (Non-Pinned) to Unconnectorized, Fiber Trunk Cable Assembly, 8-Fiber, Plenum | CommScope® | Propel ¦ SYSTIMAX ULL |  | Fiber array cable assembly
UJGRXRX8M |  | Base Product | Ultra Low Loss (ULL) Singlemode G.657.A2 MPO16 (Pinned) to MPO16 (Pinned), Fiber Trunk Cable Assembly, 144-Fiber, Dual Rated (OFNR/LSZH) | CommScope® | Propel ¦ SYSTIMAX ULL |  | Fiber trunk cable assembly
UGXQZQZTM |  | Base Product | Ultra Low Loss (ULL) OM4 MPO8 APC (Pinned) to MPO8 APC (Pinned), Fiber Trunk Cable Assembly, 144-Fiber, Plenum | CommScope® | Propel ¦ SYSTIMAX ULL |  | Fiber trunk cable assembly
UJVQZQZTS |  | Base Product | Ultra Low Loss (ULL) OM5 MPO APC (Pinned) to MPO APC (Pinned), Fiber Trunk Cable Assembly, 32-Fiber, Dual Rated (OFNR/LSZH) | CommScope® | Propel ¦ SYSTIMAX ULL |  | Fiber trunk cable assembly
UJGRXRX8Q |  | Base Product | Ultra Low Loss (ULL) Singlemode G.657.A2 MPO16 (Pinned) to MPO16 (Pinned), Fiber Trunk Cable Assembly, 128-Fiber, Dual Rated (OFNR/LSZH) | CommScope® | Propel ¦ SYSTIMAX ULL |  | Fiber trunk cable assembly
UJGRXRX8R |  | Base Product | Ultra Low Loss (ULL) Singlemode G.657.A2 MPO16 (Pinned) to MPO16 (Pinned), Fiber Trunk Cable Assembly, 16-Fiber, Dual Rated (OFNR/LSZH) | CommScope® | Propel ¦ SYSTIMAX ULL |  | Fiber trunk cable assembly
UQXQZUCF8 |  | Base Product | Ultra Low Loss (ULL) OM4 MPO8 APC (Pinned) to Unconnectorized, Fiber Trunk Cable Assembly, 8-Fiber, Plenum | CommScope® | Propel ¦ SYSTIMAX ULL |  | Fiber array cable assembly
UQXRVRV7R |  | Base Product | Ultra Low Loss (ULL) OM4 MPO16 APC (Non-Pinned) to MPO16 APC (Non-Pinned), Fiber Array Cable Assembly, 16-Fiber, Plenum | CommScope® | Propel ¦ SYSTIMAX ULL |  | Fiber array cable assembly
UDGLCLA21 |  | Base Product | Ultra Low Loss Singlemode, LC/UPC to LC/APC, Fiber Patch Cord, 1.6 mm Simplex, Plenum | CommScope® | SYSTIMAX ULL | UDG | Fiber patch cord ¦ simplex
FNXMPLCAL |  | Base Product | OM4 MPO (Unpinned) to LC/UPC, InstaPATCH® 360 Ruggedized Fanout Cable, 96-Fiber, Low Smoke Zero Halogen | CommScope® | SYSTIMAX InstaPATCH® 360 |  | Ruggedized fanout
URV2DMXAH |  | Base Product | Ultra Low Loss (ULL) OM5, 3X4, MPO24 (Non-Pinned - QSFP-DD) to MPO12 (Pinned), 48-Fiber, Conversion Array ,LSZH | CommScope® | Propel ¦ SYSTIMAX ULL |  | Fiber conversion array cable assembly
UQG2DMPAH |  | Base Product | Ultra Low Loss (ULL) Singlemode G.657.A2, 3X4, MPO24 (Non-Pinned - QSFP-DD) to MPO12 (Non-Pinned), 48-Fiber, Conversion Array,Plenum | CommScope® | Propel ¦ SYSTIMAX ULL |  | Fiber conversion array cable assembly
UQX2XRVBH |  | Base Product | Ultra Low Loss (ULL) OM4, 2X3, MPO24 (Pinned) to MPO16 Multimode APC (Non-Pinned), 48-Fiber, Conversion Array, Plenum | CommScope® | Propel ¦ SYSTIMAX ULL |  | Fiber conversion array cable assembly
UQX2DQP7R |  | Base Product | Ultra Low Loss (ULL) OM4, 1X2, MPO24 (Non-Pinned - QSFP-DD) to MPO8 (Non-Pinned), 16-Fiber, Conversion Array, LSZH | CommScope® | Propel ¦ SYSTIMAX ULL |  | Fiber conversion array cable assembly
URX2X2DBH |  | Base Product | Ultra Low Loss (ULL) OM4, 2X3, MPO24 (Pinned) to MPO24 (Non-Pinned-QSFP-DD), 48-Fiber, Conversion Array, LSZH | CommScope® | Propel ¦ SYSTIMAX ULL |  | Fiber conversion array cable assembly
UQG2XRPBH |  | Base Product | Ultra Low Loss (ULL) Singlemode G.657.A2, 2X3, MPO24 (Non-Pinned) to MPO16 (Non-Pinned), 48-Fiber, Conversion Array, Plenum | CommScope® | Propel ¦ SYSTIMAX ULL |  | Fiber conversion array cable assembly
UQXRZQP7R |  | Base Product | Ultra Low Loss (ULL) OM4, 1X2, MPO16 Multimode APC (Pinned) to MPO8 Multimode APC (Non-Pinned), 16-Fiber, Conversion Array, LSZH | CommScope® | Propel ¦ SYSTIMAX ULL |  | Fiber conversion array cable assembly
URVRZQV7R |  | Base Product | Ultra Low Loss (ULL) OM5, 1X2, MPO16 Multimode APC (Pinned) to MPO8 Multimode APC (Non-Pinned), 16-Fiber, Conversion Array, LSZH | CommScope® | Propel ¦ SYSTIMAX ULL |  | Fiber conversion array cable assembly
URG2PRPBH |  | Base Product | Ultra Low Loss (ULL) Singlemode G.657.A2, 2X3, MPO24 (Non-Pinned) to MPO16 (Non-Pinned), 48-Fiber, Conversion Array, LSZH | CommScope® | Propel ¦ SYSTIMAX ULL |  | Fiber conversion array cable assembly
UQV2EQP7R |  | Base Product | Ultra Low Loss (ULL) OM5, 1X2, MPO24 (Non-Pinned - QSFP) to MPO8 (Non-Pinned), 16-Fiber, Conversion Array, Plenum | CommScope® | Propel ¦ SYSTIMAX ULL |  | Fiber conversion array cable assembly
UQGRPMPAH |  | Base Product | Ultra Low Loss (ULL) Singlemode G.657.A2, 3X4, MPO16 (Non-Pinned) to MPO12 (Non-Pinned), 48-Fiber, Conversion Array, Plenum | CommScope® | Propel ¦ SYSTIMAX ULL |  | Fiber conversion array cable assembly
URG2X2DBH |  | Base Product | Ultra Low Loss (ULL) Singlemode G.657.A2, 2X3, MPO24 (Pinned) to MPO24 (Non-Pinned-QSFP-DD), 48-Fiber, Conversion Array, LSZH | CommScope® | Propel ¦ SYSTIMAX ULL |  | Fiber conversion array cable assembly
UQV2P2DBH |  | Base Product | Ultra Low Loss (ULL) OM5 , 2X3, MPO24 (Non-Pinned) to MPO24 (Non-Pinned-QSFP-DD), 48-Fiber, Conversion Array, Plenum | CommScope® | Propel ¦ SYSTIMAX ULL |  | Fiber conversion array cable assembly
URX2XRVBH |  | Base Product | Ultra Low Loss (ULL) OM4, 2X3, MPO24 (Pinned) to MPO16 Multimode APC (Non-Pinned), 48-Fiber, Conversion Array, LSZH | CommScope® | Propel ¦ SYSTIMAX ULL |  | Fiber conversion array cable assembly
URG2X2EBH |  | Base Product | Ultra Low Loss (ULL) Singlemode G.657.A2, 2X3, MPO24 (Pinned) to MPO24 (Non-Pinned-QSFP), 48-Fiber, Conversion Array, LSZH | CommScope® | Propel ¦ SYSTIMAX ULL |  | Fiber conversion array cable assembly
URG2DMPAH |  | Base Product | Ultra Low Loss (ULL) Singlemode G.657.A2, 3X4, MPO24 (Non-Pinned - QSFP-DD) to MPO12 (Non-Pinned), 48-Fiber, Conversion Array, LSZH | CommScope® | Propel ¦ SYSTIMAX ULL |  | Fiber conversion array cable assembly
URV2EMXAH |  | Base Product | Ultra Low Loss (ULL) OM5, 3X4, MPO24 (Non-Pinned - QSFP) to MPO12 (Pinned), 48-Fiber, Conversion Array, LSZH | CommScope® | Propel ¦ SYSTIMAX ULL |  | Fiber conversion array cable assembly
UQV2P2EBH |  | Base Product | Ultra Low Loss (ULL) OM5 , 2X3, MPO24 (Non-Pinned) to MPO24 (Non-Pinned-QSFP), 48-Fiber, Conversion Array, Plenum | CommScope® | Propel ¦ SYSTIMAX ULL |  | Fiber conversion array cable assembly
UQX2EQP7R |  | Base Product | Ultra Low Loss (ULL) OM4 ,1X2, MPO24 (Non-Pinned - QSFP) to MPO8 (Non-Pinned), 16-Fiber, Conversion Array, Plenum | CommScope® | Propel ¦ SYSTIMAX ULL |  | Fiber conversion array cable assembly
UQGRPQP7R |  | Base Product | Ultra Low Loss (ULL) Singlemode G.657.A2, 1X2, MPO16 (Non-Pinned) to MPO8 (Non-Pinned), 16-Fiber, Conversion Array, Plenum | CommScope® | Propel ¦ SYSTIMAX ULL |  | Fiber conversion array cable assembly
UQG2EMXAH |  | Base Product | Ultra Low Loss (ULL) Singlemode G.657.A2, 3X4, MPO24 (Non-Pinned - QSFP) to MPO12 (Pinned), 48-Fiber, Conversion Array, LSZH | CommScope® | Propel ¦ SYSTIMAX ULL |  | Fiber conversion array cable assembly
UQXRVMPAH |  | Base Product | Ultra Low Loss (ULL) OM4, 3X4, MPO16 Multimode APC (Non-Pinned) to MPO12 (Non-Pinned), 48-Fiber, Conversion Array, Plenum | CommScope® | Propel ¦ SYSTIMAX ULL |  | Fiber conversion array cable assembly
UQV2PRVBH |  | Base Product | Ultra Low Loss (ULL) OM5, 2X3, MPO24 (Non-Pinned) to MPO16 Multimode APC (Non-Pinned), 48-Fiber, Conversion Array, Plenum | CommScope® | Propel ¦ SYSTIMAX ULL |  | Fiber conversion array cable assembly
URG2DMXAH |  | Base Product | Ultra Low Loss (ULL) Singlemode G.657.A2, 3X4, MPO24 (Non-Pinned - QSFP-DD) to MPO12 (Pinned), 48-Fiber, Conversion Array, LSZH | CommScope® | Propel ¦ SYSTIMAX ULL |  | Fiber conversion array cable assembly
UQGRXQP7R |  | Base Product | Ultra Low Loss (ULL) Singlemode G.657.A2, 1X2, MPO16 (Pinned) to MPO8 (Non-Pinned), 16-Fiber, Conversion Array, Plenum | CommScope® | Propel ¦ SYSTIMAX ULL |  | Fiber conversion array cable assembly
URGRPMPAH |  | Base Product | Ultra Low Loss (ULL) Singlemode G.657.A2, 3X4, MPO16 (Non-Pinned) to MPO12 (Non-Pinned), 48-Fiber, Conversion Array, LSZH | CommScope® | Propel ¦ SYSTIMAX ULL |  | Fiber conversion array cable assembly
UQG2EQP7R |  | Base Product | Ultra Low Loss (ULL) Singlemode G.657.A2, 1X2, MPO24 (Non-Pinned - QSFP) to MPO8 (Non-Pinned), 16-Fiber, Conversion Array, Plenum | CommScope® | Propel ¦ SYSTIMAX ULL |  | Fiber conversion array cable assembly
URG2DQP7R |  | Base Product | Ultra Low Loss (ULL) Singlemode G.657.A2, 1X2, MPO24 (Non-Pinned - QSFP-DD) to MPO8 (Non-Pinned), 16-Fiber, Conversion Array, LSZH | CommScope® | Propel ¦ SYSTIMAX ULL |  | Fiber conversion array cable assembly
UQV2DMPAH |  | Base Product | Ultra Low Loss (ULL) OM5, 3X4, MPO24 (Non-Pinned - QSFP-DD) to MPO12 (Non-Pinned), 48-Fiber, Conversion Array ,Plenum | CommScope® | Propel ¦ SYSTIMAX ULL |  | Fiber conversion array cable assembly
URGRPMXAH |  | Base Product | Ultra Low Loss (ULL) Singlemode G.657.A2, 3X4, MPO16 (Non-Pinned) to MPO12 (Pinned), 48-Fiber, Conversion Array, LSZH | CommScope® | Propel ¦ SYSTIMAX ULL |  | Fiber conversion array cable assembly
UQX2PRVBH |  | Base Product | Ultra Low Loss (ULL) OM4, 2X3, MPO24 (Non-Pinned) to MPO16 Multimode APC (Non-Pinned), 48-Fiber, Conversion Array, Plenum | CommScope® | Propel ¦ SYSTIMAX ULL |  | Fiber conversion array cable assembly
URG2EMPAH |  | Base Product | Ultra Low Loss (ULL) Singlemode G.657.A2, 3X4, MPO24 (Non-Pinned - QSFP) to MPO12 (Non-Pinned), 48-Fiber, Conversion Array, LSZH | CommScope® | Propel ¦ SYSTIMAX ULL |  | Fiber conversion array cable assembly
UQV2X2EBH |  | Base Product | Ultra Low Loss (ULL) OM5, 2X3, MPO24 (Pinned) to MPO24 (Non-Pinned-QSFP), 48-Fiber, Conversion Array, Plenum | CommScope® | Propel ¦ SYSTIMAX ULL |  | Fiber conversion array cable assembly
UQVRVQV7R |  | Base Product | Ultra Low Loss (ULL) OM5, 1X2, MPO16 Multimode APC (Non-Pinned) to MPO8 Multimode APC (Non-Pinned), 16-Fiber, Conversion Array, Plenum | CommScope® | Propel ¦ SYSTIMAX ULL |  | Fiber conversion array cable assembly
UQXRVMXAH |  | Base Product | Ultra Low Loss (ULL) OM4, 3X4, MPO16 Multimode APC (Non-Pinned) to MPO12 (Pinned), 48-Fiber, Conversion Array, Plenum | CommScope® | Propel ¦ SYSTIMAX ULL |  | Fiber conversion array cable assembly
URGRPQP7R |  | Base Product | Ultra Low Loss (ULL) Singlemode G.657.A2, 1X2, MPO16 (Non-Pinned) to MPO8 (Non-Pinned), 16-Fiber, Conversion Array, Dual Rated (OFNR/LSZH) | CommScope® | Propel ¦ SYSTIMAX ULL |  | Fiber conversion array cable assembly
UQV2DMXAH |  | Base Product | Ultra Low Loss (ULL) OM5, 3X4, MPO24 (Non-Pinned - QSFP-DD) to MPO12 (Pinned), 48-Fiber, Conversion Array ,Plenum | CommScope® | Propel ¦ SYSTIMAX ULL |  | Fiber conversion array cable assembly
URXRVMPAH |  | Base Product | Ultra Low Loss (ULL) OM4, 3X4, MPO16 Multimode APC (Non-Pinned) to MPO12 (Non-Pinned), 48-Fiber, Conversion Array, LSZH | CommScope® | Propel ¦ SYSTIMAX ULL |  | Fiber conversion array cable assembly
URV2P2DBH |  | Base Product | Ultra Low Loss (ULL) OM5 , 2X3, MPO24 (Non-Pinned) to MPO24 (Non-Pinned-QSFP-DD), 48-Fiber, Conversion Array, LSZH | CommScope® | Propel ¦ SYSTIMAX ULL |  | Fiber conversion array cable assembly
UQG2P2EBH |  | Base Product | Ultra Low Loss (ULL) Singlemode G.657.A2, 2X3, MPO24 (Non-Pinned) to MPO24 (Non-Pinned-QSFP), 48-Fiber, Conversion Array, Plenum | CommScope® | Propel ¦ SYSTIMAX ULL |  | Fiber conversion array cable assembly
UQV2XRVBH |  | Base Product | Ultra Low Loss (ULL) OM5, 2X3, MPO24 (Pinned) to MPO16 Multimode APC (Non-Pinned), 48-Fiber, Conversion Array, Plenum | CommScope® | Propel ¦ SYSTIMAX ULL |  | Fiber conversion array cable assembly
URG2EMXAH |  | Base Product | Ultra Low Loss (ULL) Singlemode G.657.A2, 3X4, MPO24 (Non-Pinned - QSFP) to MPO12 (Pinned), 48-Fiber, Conversion Array, LSZH | CommScope® | Propel ¦ SYSTIMAX ULL |  | Fiber conversion array cable assembly
URVRVQP7R |  | Base Product | Ultra Low Loss (ULL) OM5, 1X2, MPO16 Multimode APC (Non-Pinned) to MPO8 (Non-Pinned), 16-Fiber, Conversion Array, LSZH | CommScope® | Propel ¦ SYSTIMAX ULL |  | Fiber conversion array cable assembly
UQV2DQP7R |  | Base Product | Ultra Low Loss (ULL) OM5 ,1X2, MPO24 (Non-Pinned - QSFP-DD) to MPO8 (Non-Pinned), 16-Fiber, Conversion Array, Plenum | CommScope® | Propel ¦ SYSTIMAX ULL |  | Fiber conversion array cable assembly
URV2P2EBH |  | Base Product | Ultra Low Loss (ULL) OM5 , 2X3, MPO24 (Non-Pinned) to MPO24 (Non-Pinned-QSFP), 48-Fiber, Conversion Array, LSZH | CommScope® | Propel ¦ SYSTIMAX ULL |  | Fiber conversion array cable assembly
UQX2X2EBH |  | Base Product | Ultra Low Loss (ULL) OM4, 2X3, MPO24 (Pinned) to MPO24 (Non-Pinned-QSFP), 48-Fiber, Conversion Array, Plenum | CommScope® | Propel ¦ SYSTIMAX ULL |  | Fiber conversion array cable assembly
UQV2EMPAH |  | Base Product | Ultra Low Loss (ULL) OM5, 3X4, MPO24 (Non-Pinned - QSFP) to MPO12 (Non-Pinned), 48-Fiber, Conversion Array, LSZH | CommScope® | Propel ¦ SYSTIMAX ULL |  | Fiber conversion array cable assembly
URXRVMXAH |  | Base Product | Ultra Low Loss (ULL) OM4, 3X4, MPO16 Multimode APC (Non-Pinned) to MPO12 (Pinned), 48-Fiber, Conversion Array, LSZH | CommScope® | Propel ¦ SYSTIMAX ULL |  | Fiber conversion array cable assembly
URX2P2EBH |  | Base Product | Ultra Low Loss (ULL) OM4 , 2X3, MPO24 (Non-Pinned) to MPO24 (Non-Pinned-QSFP), 48-Fiber, Conversion Array, LSZH | CommScope® | Propel ¦ SYSTIMAX ULL |  | Fiber conversion array cable assembly
UQX2DMPAH |  | Base Product | Ultra Low Loss (ULL) OM4, 3X4, MPO24 (Non-Pinned - QSFP-DD) to MPO12 (Non-Pinned), 48-Fiber, Conversion Array, Plenum | CommScope® | Propel ¦ SYSTIMAX ULL |  | Fiber conversion array cable assembly
URG2P2DBH |  | Base Product | Ultra Low Loss (ULL) Singlemode G.657.A2, 2X3, MPO24 (Non-Pinned) to MPO24 (Non-Pinned-QSFP-DD), 48-Fiber, Conversion Array, LSZH | CommScope® | Propel ¦ SYSTIMAX ULL |  | Fiber conversion array cable assembly
UQXRVQV7R |  | Base Product | Ultra Low Loss (ULL) OM4, 1X2, MPO16 Multimode APC (Non-Pinned) to MPO8 Multimode APC (Non-Pinned), 16-Fiber, Conversion Array, Plenum | CommScope® | Propel ¦ SYSTIMAX ULL |  | Fiber conversion array cable assembly
URXRZQP7R |  | Base Product | Ultra Low Loss (ULL) OM4, 1X2, MPO16 Multimode APC (Pinned) to MPO8 (Non-Pinned), 16-Fiber, Conversion Array, LSZH | CommScope® | Propel ¦ SYSTIMAX ULL |  | Fiber conversion array cable assembly
URXRZQV7R |  | Base Product | Ultra Low Loss (ULL) OM4, 1X2, MPO16 Multimode APC (Pinned) to MPO8 Multimode APC (Non-Pinned), 16-Fiber, Conversion Array, LSZH | CommScope® | Propel ¦ SYSTIMAX ULL |  | Fiber conversion array cable assembly
UJGQXQXTL |  | Base Product | Ultra Low Loss (ULL) Singlemode MPO8 (Pinned) to MPO8 (Pinned), Fiber Trunk Cable Assembly, 96-Fiber, Dual Rated (OFNR/LSZH) | CommScope® | Propel ¦ SYSTIMAX ULL |  | Fiber trunk cable assembly
UGGQPUCTH |  | Base Product | Ultra Low Loss (ULL) Singlemode MPO8 (Non-Pinned) to unconnectorized, Fiber Trunk Cable Assembly, 48-Fiber, Plenum | CommScope® | Propel ¦ SYSTIMAX ULL |  | Fiber trunk cable assembly
UGVQXUCTS |  | Base Product | Ultra Low Loss (ULL) OM5 MPO8 (Pinned) to unconnectorized, Fiber Trunk Cable Assembly,32-Fiber, Plenum | CommScope® | Propel ¦ SYSTIMAX ULL |  | Fiber trunk cable assembly
UGXQXUCTF |  | Base Product | Ultra Low Loss (ULL) OM4 MPO8 (Pinned) to unconnectorized, Fiber Trunk Cable Assembly, 24-Fiber, Plenum | CommScope® | Propel ¦ SYSTIMAX ULL |  | Fiber trunk cable assembly
U3XQPUCTU |  | Base Product | Ultra Low Loss (ULL) OM4 MPO8 (Non-Pinned) to unconnectorized, Fiber Trunk Cable Assembly, 64-Fiber, LZSH B2ca | CommScope® | Propel ¦ SYSTIMAX ULL |  | Fiber trunk cable assembly
U3GQXUCTK |  | Base Product | Ultra Low Loss (ULL) Singlemode MPO8 (Pinned) to unconnectorized, Fiber Trunk Cable Assembly, 72-Fiber, LZSH B2ca | CommScope® | Propel ¦ SYSTIMAX ULL |  | Fiber trunk cable assembly
U3GQPQXT8 |  | Base Product | Ultra Low Loss (ULL) Singlemode MPO8 (Non-Pinned) to MPO8 (Pinned), Fiber Trunk Cable Assembly, 8-Fiber, LZSH B2ca | CommScope® | Propel ¦ SYSTIMAX ULL |  | Fiber trunk cable assembly
UGVQPQXTM |  | Base Product | Ultra Low Loss (ULL) OM5 MPO8 (Non-Pinned) to MPO8 (Pinned), Fiber Trunk Cable Assembly, 144-Fiber, Plenum | CommScope® | Propel ¦ SYSTIMAX ULL |  | Fiber trunk cable assembly
UQGQPUCF8 |  | Base Product | Ultra Low Loss (ULL) Singlemode MPO8 (Non-Pinned) to unconnectorized, Fiber Array Cable Assembly, 8-Fiber, Plenum | CommScope® | Propel ¦ SYSTIMAX ULL |  | Fiber array cable assembly
UGXQXUCTH |  | Base Product | Ultra Low Loss (ULL) OM4 MPO8 (Pinned) to unconnectorized, Fiber Trunk Cable Assembly, 48-Fiber, Plenum | CommScope® | Propel ¦ SYSTIMAX ULL |  | Fiber trunk cable assembly
U3GQPQXTF |  | Base Product | Ultra Low Loss (ULL) Singlemode MPO8 (Non-Pinned) to MPO8 (Pinned), Fiber Trunk Cable Assembly, 24-Fiber, LZSH B2ca | CommScope® | Propel ¦ SYSTIMAX ULL |  | Fiber trunk cable assembly
MGS-CAP |  | Base Product | MGS Cover with Strain Relief | SYSTIMAX® |  |  | Cap
MPS100E |  | Base Product | PowerSUM M-Series Modular Jack, RJ45, Cat5e Unshielded | SYSTIMAX® | PowerSUM | MPS100E | Modular jack
UDS-PANELS |  | Base Product | Ultra density splice (UDS) fiber optic panels | CommScope® |  | UDS | Fiber patch/splice panel
UHVMXMXAD |  | Base Product | Ultra Low Loss (ULL) Multimode OM5 MPO12 (Pinned) to MPO12 (Pinned), Armored Pre-terminated Trunk Cable, 12-Fiber, Plenum | CommScope® | SYSTIMAX ULL |  | Fiber trunk cable assembly |  | Discontinued
F4WLCUCAF |  | Base Product | TeraSPEED® LC/UPC to LC/UPC, InstaPATCH® 360 Ruggedized Fanout Cable, 24-Fiber, LSZH, B2ca | CommScope® | SYSTIMAX InstaPATCH® 360 |  | Ruggedized fanout
UNGMXLCAK |  | Base Product | Ultra Low Loss (ULL) Singlemode MPO (Pinned) to LC/UPC, InstaPATCH® 360 Ruggedized Fanout Cable, 72-Fiber, LSZH | CommScope® | SYSTIMAX InstaPATCH® 360 |  | Ruggedized fanout
UHXQXUCTF |  | Base Product | Ultra Low Loss (ULL) OM4 MPO8 UPC (pinned) to Unconnectorized Fiber Trunk Cable Assembly, 24-Fiber, Armored Indoor Plenum | CommScope® | Propel ¦ SYSTIMAX ULL |  | Fiber trunk cable assembly
UHXQXUCTH |  | Base Product | Ultra Low Loss (ULL) OM4 MPO8 UPC (pinned) to Unconnectorized Fiber Trunk Cable Assembly, 48-Fiber, Armored Indoor Plenum | CommScope® | Propel ¦ SYSTIMAX ULL |  | Fiber trunk cable assembly
UHXQXUCTK |  | Base Product | Ultra Low Loss (ULL) OM4 MPO8 UPC (pinned) to Unconnectorized Fiber Trunk Cable Assembly, 72-Fiber, Armored Indoor Plenum | CommScope® | Propel ¦ SYSTIMAX ULL |  | Fiber trunk cable assembly
UHXQXQXQ8 |  | Base Product | Ultra Low Loss (ULL) OM4 MPO8 QSFP (Pinned) to MPO8 QSFP (Pinned), Fiber Trunk Cable Assembly, 8-Fiber, Armored Plenum | CommScope® | SYSTIMAX ULL |  | Fiber trunk cable assembly
FFWLASA42 |  | Base Product | Singlemode LC APC to SC APC, Fiber Patch Cord, 1.6 mm Duplex, Low Smoke Zero Halogen (LSZH) | CommScope® | SYSTIMAX InstaPATCH® 360 | FFW | Fiber patch cord ¦ duplex
F4XLCLCQR |  | Base Product | OM4 LC/UPC to LC/UPC 16-Fiber InstaPATCH® 360 Ruggedized Fanout Cable, Low Smoke Zero Halogen, B2ca | CommScope® | SYSTIMAX InstaPATCH® 360 |  | Ruggedized fanout
F4XLCLCAS |  | Base Product | OM4 LC/UPC to LC/UPC 32-Fiber InstaPATCH® 360 Ruggedized Fanout Cable, Low Smoke Zero Halogen, B2ca | CommScope® | SYSTIMAX InstaPATCH® 360 |  | Ruggedized fanout
UHXQXQXQF |  | Base Product | Ultra Low Loss (ULL) OM4 MPO8 QSFP (Pinned) to MPO8 QSFP (Pinned), Armored Fiber Trunk Cable Assembly, 24-Fiber, Plenum | CommScope® | SYSTIMAX ULL |  | Fiber trunk cable assembly
FFWLASA21 |  | Base Product | Singlemode LC/APC to SC/APC, Fiber Patch Cord, 1.6 mm Simplex, Low Smoke Zero Halogen (LSZH) | CommScope® | SYSTIMAX InstaPATCH® 360 | FFW | Fiber patch cord ¦ simplex
UHXQXQXTF |  | Base Product | Ultra Low Loss (ULL) OM4 MPO8 UPC (pinned) to MPO8 UPC (pinned) Fiber Trunk Cable Assembly, 24-Fiber, Armored Indoor Plenum | CommScope® | Propel ¦ SYSTIMAX ULL |  | Fiber trunk cable assembly
UHGMXMXAF |  | Base Product | Ultra Low Loss (ULL) Singlemode MPO12 (Pinned) to MPO12 (Pinned), Armored Pre-terminated Trunk Cable, 24-Fiber, Plenum | CommScope® | SYSTIMAX InstaPATCH® 360 |  | Fiber trunk cable assembly |  | Discontinued
AGGRYRY3P |  | Base Product | Ultra Low Loss (ULL) Singlemode G.657.A2 MPO16 (Pinned) Push Pull to MPO16 (Pinned) Push Pull, Fiber Trunk Cable Assembly, 288-Fiber, Plenum, Method A | CommScope® | Propel |  | Fiber trunk cable assembly
AGGRYRY3Q |  | Base Product | Ultra Low Loss (ULL) Singlemode G.657.A2 MPO16 (Pinned) Push Pull to MPO16 (Pinned) Push Pull, Fiber Trunk Cable Assembly, 128-Fiber, Plenum, Method A | CommScope® | Propel |  | Fiber trunk cable assembly
AGGRYRY3S |  | Base Product | Ultra Low Loss (ULL) Singlemode G.657.A2 MPO16 (Pinned) Push Pull to MPO16 (Pinned) Push Pull, Fiber Trunk Cable Assembly, 32-Fiber, Plenum, Method A | CommScope® | Propel |  | Fiber trunk cable assembly
AGGRYRY3W |  | Base Product | Ultra Low Loss (ULL) Singlemode G.657.A2 MPO16 (Pinned) Push Pull to MPO16 (Pinned) Push Pull, Fiber Trunk Cable Assembly, 576-Fiber, Plenum, Method A | CommScope® | Propel |  | Fiber trunk cable assembly
AGGRYUC3H |  | Base Product | Ultra Low Loss (ULL) Singlemode G.657.A2 MPO16 (Pinned) Push Pull to Unconnectorized, Fiber Trunk Cable Assembly, 48-Fiber, Plenum, Method A | CommScope® | Propel |  | Fiber trunk cable assembly
AGGRYUC3N |  | Base Product | Ultra Low Loss (ULL) Singlemode G.657.A2 MPO16 (Pinned) Push Pull to Unconnectorized, Fiber Trunk Cable Assembly, 192-Fiber, Plenum, Method A | CommScope® | Propel |  | Fiber trunk cable assembly
AGGRYUC3P |  | Base Product | Ultra Low Loss (ULL) Singlemode G.657.A2 MPO16 (Pinned) Push Pull to Unconnectorized, Fiber Trunk Cable Assembly, 288-Fiber, Plenum, Method A | CommScope® | Propel |  | Fiber trunk cable assembly
AGGRYUC3Q |  | Base Product | Ultra Low Loss (ULL) Singlemode G.657.A2 MPO16 (Pinned) Push Pull to Unconnectorized, Fiber Trunk Cable Assembly, 128-Fiber, Plenum, Method A | CommScope® | Propel |  | Fiber trunk cable assembly
AGGRYUC3R |  | Base Product | Ultra Low Loss (ULL) Singlemode G.657.A2 MPO16 (Pinned) Push Pull to Unconnectorized, Fiber Trunk Cable Assembly, 16-Fiber, Plenum, Method A | CommScope® | Propel |  | Fiber trunk cable assembly
AGGRYUC3S |  | Base Product | Ultra Low Loss (ULL) Singlemode G.657.A2 MPO16 (Pinned) Push Pull to Unconnectorized, Fiber Trunk Cable Assembly, 32-Fiber, Plenum, Method A | CommScope® | Propel |  | Fiber trunk cable assembly
AGGRYUC3W |  | Base Product | Ultra Low Loss (ULL) Singlemode G.657.A2 MPO16 (Pinned) Push Pull to Unconnectorized, Fiber Trunk Cable Assembly, 576-Fiber, Plenum, Method A | CommScope® | Propel |  | Fiber trunk cable assembly
AJGRWRW3H |  | Base Product | Ultra Low Loss (ULL) Singlemode G.657.A2 MPO16 (Non-Pinned) Push Pull to MPO16 (Non-Pinned) Push Pull, Fiber Trunk Cable Assembly, 48-Fiber, Dual Rated (OFNR/LSZH), Method A | CommScope® | Propel |  | Fiber trunk cable assembly
AJGRWRW3L |  | Base Product | Ultra Low Loss (ULL) Singlemode G.657.A2 MPO16 (Non-Pinned) Push Pull to MPO16 (Non-Pinned) Push Pull, Fiber Trunk Cable Assembly, 96-Fiber, Dual Rated (OFNR/LSZH), Method A | CommScope® | Propel |  | Fiber trunk cable assembly
AJGRWRW3M |  | Base Product | Ultra Low Loss (ULL) Singlemode G.657.A2 MPO16 (Non-Pinned) Push Pull to MPO16 (Non-Pinned) Push Pull, Fiber Trunk Cable Assembly, 144-Fiber, Dual Rated (OFNR/LSZH), Method A | CommScope® | Propel |  | Fiber trunk cable assembly
AJGRWRW3N |  | Base Product | Ultra Low Loss (ULL) Singlemode G.657.A2 MPO16 (Non-Pinned) Push Pull to MPO16 (Non-Pinned) Push Pull, Fiber Trunk Cable Assembly, 192-Fiber, Dual Rated (OFNR/LSZH), Method A | CommScope® | Propel |  | Fiber trunk cable assembly
AJGRWRW3P |  | Base Product | Ultra Low Loss (ULL) Singlemode G.657.A2 MPO16 (Non-Pinned) Push Pull to MPO16 (Non-Pinned) Push Pull, Fiber Trunk Cable Assembly, 288-Fiber, Dual Rated (OFNR/LSZH), Method A | CommScope® | Propel |  | Fiber trunk cable assembly
AJGRWRW3R |  | Base Product | Ultra Low Loss (ULL) Singlemode G.657.A2 MPO16 (Non-Pinned) Push Pull to MPO16 (Non-Pinned) Push Pull, Fiber Trunk Cable Assembly, 16-Fiber, Dual Rated (OFNR/LSZH), Method A | CommScope® | Propel |  | Fiber trunk cable assembly
AJGRWRW3S |  | Base Product | Ultra Low Loss (ULL) Singlemode G.657.A2 MPO16 (Non-Pinned) Push Pull to MPO16 (Non-Pinned) Push Pull, Fiber Trunk Cable Assembly, 32-Fiber, Dual Rated (OFNR/LSZH), Method A | CommScope® | Propel |  | Fiber trunk cable assembly
AJGRWRW3W |  | Base Product | Ultra Low Loss (ULL) Singlemode G.657.A2 MPO16 (Non-Pinned) Push Pull to MPO16 (Non-Pinned) Push Pull, Fiber Trunk Cable Assembly, 576-Fiber, Dual Rated (OFNR/LSZH), Method A | CommScope® | Propel |  | Fiber trunk cable assembly
AJGRWRY3H |  | Base Product | Ultra Low Loss (ULL) Singlemode G.657.A2 MPO16 (Non-Pinned) Push Pull to MPO16 (Pinned) Push Pull, Fiber Trunk Cable Assembly, 48-Fiber, Dual Rated (OFNR/LSZH), Method A | CommScope® | Propel |  | Fiber trunk cable assembly
AJGRWRY3L |  | Base Product | Ultra Low Loss (ULL) Singlemode G.657.A2 MPO16 (Non-Pinned) Push Pull to MPO16 (Pinned) Push Pull, Fiber Trunk Cable Assembly, 96-Fiber, Dual Rated (OFNR/LSZH), Method A | CommScope® | Propel |  | Fiber trunk cable assembly
AJGRWRY3M |  | Base Product | Ultra Low Loss (ULL) Singlemode G.657.A2 MPO16 (Non-Pinned) Push Pull to MPO16 (Pinned) Push Pull, Fiber Trunk Cable Assembly, 144-Fiber, Dual Rated (OFNR/LSZH), Method A | CommScope® | Propel |  | Fiber trunk cable assembly
AJGRWRY3P |  | Base Product | Ultra Low Loss (ULL) Singlemode G.657.A2 MPO16 (Non-Pinned) Push Pull to MPO16 (Pinned) Push Pull, Fiber Trunk Cable Assembly, 288-Fiber, Dual Rated (OFNR/LSZH), Method A | CommScope® | Propel |  | Fiber trunk cable assembly
AJGRWRY3Q |  | Base Product | Ultra Low Loss (ULL) Singlemode G.657.A2 MPO16 (Non-Pinned) Push Pull to MPO16 (Pinned) Push Pull, Fiber Trunk Cable Assembly, 128-Fiber, Dual Rated (OFNR/LSZH), Method A | CommScope® | Propel |  | Fiber trunk cable assembly
AJGRWRY3U |  | Base Product | Ultra Low Loss (ULL) Singlemode G.657.A2 MPO16 (Non-Pinned) Push Pull to MPO16 (Pinned) Push Pull, Fiber Trunk Cable Assembly, 64-Fiber, Dual Rated (OFNR/LSZH), Method A | CommScope® | Propel |  | Fiber trunk cable assembly
AJGRWUC3L |  | Base Product | Ultra Low Loss (ULL) Singlemode G.657.A2 MPO16 (Non-Pinned) Push Pull to Unconnectorized, Fiber Trunk Cable Assembly, 96-Fiber, Dual Rated (OFNR/LSZH), Method A | CommScope® | Propel |  | Fiber trunk cable assembly
AJGRWUC3M |  | Base Product | Ultra Low Loss (ULL) Singlemode G.657.A2 MPO16 (Non-Pinned) Push Pull to Unconnectorized, Fiber Trunk Cable Assembly, 144-Fiber, Dual Rated (OFNR/LSZH), Method A | CommScope® | Propel |  | Fiber trunk cable assembly
AJGRWUC3R |  | Base Product | Ultra Low Loss (ULL) Singlemode G.657.A2 MPO16 (Non-Pinned) Push Pull to Unconnectorized, Fiber Trunk Cable Assembly, 16-Fiber, Dual Rated (OFNR/LSZH), Method A | CommScope® | Propel |  | Fiber trunk cable assembly
AJGRWUC3S |  | Base Product | Ultra Low Loss (ULL) Singlemode G.657.A2 MPO16 (Non-Pinned) Push Pull to Unconnectorized, Fiber Trunk Cable Assembly, 32-Fiber, Dual Rated (OFNR/LSZH), Method A | CommScope® | Propel |  | Fiber trunk cable assembly
AJGRWUC3U |  | Base Product | Ultra Low Loss (ULL) Singlemode G.657.A2 MPO16 (Non-Pinned) Push Pull to Unconnectorized, Fiber Trunk Cable Assembly, 64-Fiber, Dual Rated (OFNR/LSZH), Method A | CommScope® | Propel |  | Fiber trunk cable assembly
AJGRYRY3H |  | Base Product | Ultra Low Loss (ULL) Singlemode G.657.A2 MPO16 (Pinned) Push Pull to MPO16 (Pinned) Push Pull, Fiber Trunk Cable Assembly, 48-Fiber, Dual Rated (OFNR/LSZH), Method A | CommScope® | Propel |  | Fiber trunk cable assembly
AJGRYRY3L |  | Base Product | Ultra Low Loss (ULL) Singlemode G.657.A2 MPO16 (Pinned) Push Pull to MPO16 (Pinned) Push Pull, Fiber Trunk Cable Assembly, 96-Fiber, Dual Rated (OFNR/LSZH), Method A | CommScope® | Propel |  | Fiber trunk cable assembly
AJGRYRY3M |  | Base Product | Ultra Low Loss (ULL) Singlemode G.657.A2 MPO16 (Pinned) Push Pull to MPO16 (Pinned) Push Pull, Fiber Trunk Cable Assembly, 144-Fiber, Dual Rated (OFNR/LSZH), Method A | CommScope® | Propel |  | Fiber trunk cable assembly
AJGRYRY3N |  | Base Product | Ultra Low Loss (ULL) Singlemode G.657.A2 MPO16 (Pinned) Push Pull to MPO16 (Pinned) Push Pull, Fiber Trunk Cable Assembly, 192-Fiber, Dual Rated (OFNR/LSZH), Method A | CommScope® | Propel |  | Fiber trunk cable assembly
AJGRYRY3P |  | Base Product | Ultra Low Loss (ULL) Singlemode G.657.A2 MPO16 (Pinned) Push Pull to MPO16 (Pinned) Push Pull, Fiber Trunk Cable Assembly, 288-Fiber, Dual Rated (OFNR/LSZH), Method A | CommScope® | Propel |  | Fiber trunk cable assembly
AJGRYRY3Q |  | Base Product | Ultra Low Loss (ULL) Singlemode G.657.A2 MPO16 (Pinned) Push Pull to MPO16 (Pinned) Push Pull, Fiber Trunk Cable Assembly, 128-Fiber, Dual Rated (OFNR/LSZH), Method A | CommScope® | Propel |  | Fiber trunk cable assembly
AJGRYRY3R |  | Base Product | Ultra Low Loss (ULL) Singlemode G.657.A2 MPO16 (Pinned) Push Pull to MPO16 (Pinned) Push Pull, Fiber Trunk Cable Assembly, 16-Fiber, Dual Rated (OFNR/LSZH), Method A | CommScope® | Propel |  | Fiber trunk cable assembly
AJGRYRY3U |  | Base Product | Ultra Low Loss (ULL) Singlemode G.657.A2 MPO16 (Pinned) Push Pull to MPO16 (Pinned) Push Pull, Fiber Trunk Cable Assembly, 64-Fiber, Dual Rated (OFNR/LSZH), Method A | CommScope® | Propel |  | Fiber trunk cable assembly
AJGRYRY3W |  | Base Product | Ultra Low Loss (ULL) Singlemode G.657.A2 MPO16 (Pinned) Push Pull to MPO16 (Pinned) Push Pull, Fiber Trunk Cable Assembly, 576-Fiber, Dual Rated (OFNR/LSZH), Method A | CommScope® | Propel |  | Fiber trunk cable assembly
AJGRYUC3H |  | Base Product | Ultra Low Loss (ULL) Singlemode G.657.A2 MPO16 (Pinned) Push Pull to Unconnectorized, Fiber Trunk Cable Assembly, 48-Fiber, Dual Rated (OFNR/LSZH), Method A | CommScope® | Propel |  | Fiber trunk cable assembly
AJGRYUC3L |  | Base Product | Ultra Low Loss (ULL) Singlemode G.657.A2 MPO16 (Pinned) Push Pull to Unconnectorized, Fiber Trunk Cable Assembly, 96-Fiber, Dual Rated (OFNR/LSZH), Method A | CommScope® | Propel |  | Fiber trunk cable assembly
AJGRYUC3M |  | Base Product | Ultra Low Loss (ULL) Singlemode G.657.A2 MPO16 (Pinned) Push Pull to Unconnectorized, Fiber Trunk Cable Assembly, 144-Fiber, Dual Rated (OFNR/LSZH), Method A | CommScope® | Propel |  | Fiber trunk cable assembly
AJGRYUC3N |  | Base Product | Ultra Low Loss (ULL) Singlemode G.657.A2 MPO16 (Pinned) Push Pull to Unconnectorized, Fiber Trunk Cable Assembly, 192-Fiber, Dual Rated (OFNR/LSZH), Method A | CommScope® | Propel |  | Fiber trunk cable assembly
AJGRYUC3P |  | Base Product | Ultra Low Loss (ULL) Singlemode G.657.A2 MPO16 (Pinned) Push Pull to Unconnectorized, Fiber Trunk Cable Assembly, 288-Fiber, Dual Rated (OFNR/LSZH), Method A | CommScope® | Propel |  | Fiber trunk cable assembly
AJGRYUC3Q |  | Base Product | Ultra Low Loss (ULL) Singlemode G.657.A2 MPO16 (Pinned) Push Pull to Unconnectorized, Fiber Trunk Cable Assembly, 128-Fiber, Dual Rated (OFNR/LSZH), Method A | CommScope® | Propel |  | Fiber trunk cable assembly
AJGRYUC3R |  | Base Product | Ultra Low Loss (ULL) Singlemode G.657.A2 MPO16 (Pinned) Push Pull to Unconnectorized, Fiber Trunk Cable Assembly, 16-Fiber, Dual Rated (OFNR/LSZH), Method A | CommScope® | Propel |  | Fiber trunk cable assembly
AJGRYUC3U |  | Base Product | Ultra Low Loss (ULL) Singlemode G.657.A2 MPO16 (Pinned) Push Pull to Unconnectorized, Fiber Trunk Cable Assembly, 64-Fiber, Dual Rated (OFNR/LSZH), Method A | CommScope® | Propel |  | Fiber trunk cable assembly
UGGMXUCCP |  | Base Product | Ultra Low Loss ULL TeraSPEED® MPO(Pinned) to Unconnectorized Pre-terminated Trunk Cable, MPO12, 288-Fiber, Plenum, 12 fiber PmP 2.0 mm Dca | CommScope® | SYSTIMAX ULL |  | Fiber trunk cable assembly
UGGMXUCCN |  | Base Product | Ultra Low Loss ULL TeraSPEED® MPO(Pinned) to Unconnectorized Pre-terminated Trunk Cable, MPO12, 192-Fiber, Plenum, 12 fiber PmP 2.0 mm Dca | CommScope® | SYSTIMAX ULL |  | Fiber trunk cable assembly
UNGLCUCDK |  | Base Product | Ultra Low Loss ULL TeraSPEED LC/UPC to Unconnectorized, Indoor/Outdoor Ruggedized Fanout Cable, 72-Fiber, LSZH/Riser | CommScope® | SYSTIMAX ULL |  | Ruggedized fanout
CTKKD | IP6A-12BFTP-MGS600S-MGS600S | Base Product | InstaPATCH® Cu GigaSPEED X10D® F/FTP LSZH Class B2ca Preterminated Copper Cable, single row standard density outlet to single row standard density outlet, 12 links | CommScope® | GigaSPEED X10D® ¦ InstaPATCH® Cu |  | Copper trunk cable assembly
CQKXD | IP6A-12LSFTP-MGS600S-BLUNT | Base Product | InstaPATCH® Cu 3297B Category 7 S/FTP LSZH Preterminated Copper Cable, single row standard density outlet to unterminated, 12 links | CommScope® | GigaSPEED X10D® ¦ InstaPATCH® Cu |  | Copper trunk cable assembly
CFKSD | IP6A-12LFTP-MGS600S-1LK12 | Base Product | InstaPATCH® Cu GigaSPEED X10D® F/UTP LSZH Preterminated Copper Cable, single row standard density outlet to dual row OneLink 2x6, 12 links | CommScope® | GigaSPEED X10D® ¦ InstaPATCH® Cu |  | Copper trunk cable assembly
CQKKD | IP6A-12LSFTP-MGS600S-MGS600S | Base Product | InstaPATCH® Cu 3297B Category 7 S/FTP LSZH Preterminated Copper Cable, single row standard density outlet to single row standard density outlet, 12 links | CommScope® | GigaSPEED X10D® ¦ InstaPATCH® Cu |  | Copper trunk cable assembly
CQKKB | IP6A-06LSFTP-MGS600S-MGS600S | Base Product | InstaPATCH® Cu 3297B Category 7 S/FTP LSZH Preterminated Copper Cable, single row standard density outlet to single row standard density outlet, 6 links | CommScope® | GigaSPEED X10D® ¦ InstaPATCH® Cu |  | Copper trunk cable assembly
CFKXD | IP6A-12LFTP-MGS600S-BLUNT | Base Product | InstaPATCH® Cu GigaSPEED X10D® F/UTP LSZH Preterminated Copper Cable, single row standard density outlet to unterminated, 12 links | CommScope® | GigaSPEED X10D® ¦ InstaPATCH® Cu |  | Copper trunk cable assembly
CFKJB | IP6A-06LFTP-MGS600S-PG2H | Base Product | InstaPATCH® Cu GigaSPEED X10D® F/UTP LSZH Preterminated Copper Cable, single row standard density outlet to dual row high density RJ45 plug, 6 links | CommScope® | GigaSPEED X10D® ¦ InstaPATCH® Cu |  | Copper trunk cable assembly
CFKGG | IP6A-24LFTP-MGS600S-PG1S | Base Product | InstaPATCH® Cu GigaSPEED X10D® F/UTP LSZH Preterminated Copper Cable, single row standard density outlet to single row standard density RJ45 plug, 24 links | CommScope® | GigaSPEED X10D® ¦ InstaPATCH® Cu |  | Copper trunk cable assembly
CFKGD | IP6A-12LFTP-MGS600S-PG1S | Base Product | InstaPATCH® Cu GigaSPEED X10D® F/UTP LSZH Preterminated Copper Cable, single row standard density outlet to single row standard density RJ45 plug, 12 links | CommScope® | GigaSPEED X10D® ¦ InstaPATCH® Cu |  | Copper trunk cable assembly
CFKKD | IP6A-12LFTP-MGS600S-MGS600S | Base Product | InstaPATCH® Cu GigaSPEED X10D® F/UTP LSZH Preterminated Copper Cable, single row standard density outlet to single row standard density outlet, 12 links | CommScope® | GigaSPEED X10D® ¦ InstaPATCH® Cu |  | Copper trunk cable assembly
CFKKB | IP6A-06LFTP-MGS600S-MGS600S | Base Product | InstaPATCH® Cu GigaSPEED X10D® F/UTP LSZH Preterminated Copper Cable, single row standard density outlet to single row standard density outlet, 6 links | CommScope® | GigaSPEED X10D® ¦ InstaPATCH® Cu |  | Copper trunk cable assembly
CFKKG | IP6A-24LFTP-MGS600S-MGS600S | Base Product | InstaPATCH® Cu GigaSPEED X10D® F/UTP LSZH Preterminated Copper Cable, single row standard density outlet to single row standard density outlet, 24 links | CommScope® | GigaSPEED X10D® ¦ InstaPATCH® Cu |  | Copper trunk cable assembly
CEKGG | IP6A-24RFTP-MGS600S-PG1S | Base Product | InstaPATCH® Cu GigaSPEED X10D® F/UTP Riser Preterminated Copper Cable, single row standard density outlet to single row standard density RJ45 plug, 24 links | CommScope® | GigaSPEED X10D® ¦ InstaPATCH® Cu |  | Copper trunk cable assembly
CDKKG | IP6A-24PFTP-MGS600S-MGS600S | Base Product | InstaPATCH® Cu GigaSPEED X10D® F/UTP Plenum Preterminated Copper Cable, single row standard density outlet to single row standard density outlet, 24 links | CommScope® | GigaSPEED X10D® ¦ InstaPATCH® Cu |  | Copper trunk cable assembly
CDKKD | IP6A-12PFTP-MGS600S-MGS600S | Base Product | InstaPATCH® Cu GigaSPEED X10D® F/UTP Plenum Preterminated Copper Cable, single row standard density outlet to single row standard density outlet, 12 links | CommScope® | GigaSPEED X10D® ¦ InstaPATCH® Cu |  | Copper trunk cable assembly
URGQWBWF8 |  | Base Product | Ultra Low Loss (ULL) Singlemode, 1X2, MPO8 (Non-Pinned) Push Pull to MPO4 (Non-Pinned) Push Pull, 4-Fiber, Conversion Array, Dual Rated (OFNR/LSZH) | CommScope® | Propel |  | Fiber conversion array cable assembly
UQGQWBWF8 |  | Base Product | Ultra Low Loss (ULL) Singlemode, 1X2, MPO8 (Non-Pinned) Push Pull to MPO4 (Non-Pinned) Push Pull, 4-Fiber, Conversion Array, Plenum | CommScope® | Propel |  | Fiber conversion array cable assembly
U3GQYQYT8 |  | Base Product | Ultra Low Loss (ULL) Singlemode MPO8 (Pinned) Push Pull to MPO8 (Pinned) Push Pull, Fiber Trunk Cable Assembly, 8-Fiber, LZSH B2ca | CommScope® | Propel |  | Fiber trunk cable assembly
U3GQYQYTF |  | Base Product | Ultra Low Loss (ULL) Singlemode MPO8 (Pinned) Push Pull to MPO8 (Pinned) Push Pull, Fiber Trunk Cable Assembly, 24-Fiber, LZSH B2ca | CommScope® | Propel |  | Fiber trunk cable assembly
U3GQYQYTL |  | Base Product | Ultra Low Loss (ULL) Singlemode MPO8 (Pinned) Push Pull to MPO8 (Pinned) Push Pull, Fiber Trunk Cable Assembly, 96-Fiber, LZSH B2ca | CommScope® | Propel |  | Fiber trunk cable assembly
U3GQYQYTS |  | Base Product | Ultra Low Loss (ULL) Singlemode MPO8 (Pinned) Push Pull to MPO8 (Pinned) Push Pull, Fiber Trunk Cable Assembly, 32-Fiber, LZSH B2ca | CommScope® | Propel |  | Fiber trunk cable assembly
UJGQYQYTF |  | Base Product | Ultra Low Loss (ULL) Singlemode MPO8 (Pinned) Push Pull to MPO8 (Pinned) Push Pull, Fiber Trunk Cable Assembly, 24-Fiber, Dual Rated (OFNR/LSZH) | CommScope® | Propel |  | Fiber trunk cable assembly
UJGQYQYTK |  | Base Product | Ultra Low Loss (ULL) Singlemode MPO8 (Pinned) Push Pull to MPO8 (Pinned) Push Pull, Fiber Trunk Cable Assembly, 72-Fiber, Dual Rated (OFNR/LSZH) | CommScope® | Propel |  | Fiber trunk cable assembly
UJGQYQYTL |  | Base Product | Ultra Low Loss (ULL) Singlemode MPO8 (Pinned) Push Pull to MPO8 (Pinned) Push Pull, Fiber Trunk Cable Assembly, 96-Fiber, Dual Rated (OFNR/LSZH) | CommScope® | Propel |  | Fiber trunk cable assembly
UJGQYQYTR |  | Base Product | Ultra Low Loss (ULL) Singlemode MPO8 (Pinned) Push Pull to MPO8 (Pinned) Push Pull, Fiber Trunk Cable Assembly, 16-Fiber, Dual Rated (OFNR/LSZH) | CommScope® | Propel |  | Fiber trunk cable assembly
UJGQYQYTS |  | Base Product | Ultra Low Loss (ULL) Singlemode MPO8 (Pinned) Push Pull to MPO8 (Pinned) Push Pull, Fiber Trunk Cable Assembly, 32-Fiber, Dual Rated (OFNR/LSZH) | CommScope® | Propel |  | Fiber trunk cable assembly
UGGQYQYTH |  | Base Product | Ultra Low Loss (ULL) Singlemode MPO8 (Pinned) Push Pull to MPO8 (Pinned) Push Pull, Fiber Trunk Cable Assembly, 48-Fiber, Plenum | CommScope® | Propel |  | Fiber trunk cable assembly
UGGQYQYTK |  | Base Product | Ultra Low Loss (ULL) Singlemode MPO8 (Pinned) Push Pull to MPO8 (Pinned) Push Pull, Fiber Trunk Cable Assembly, 72-Fiber, Plenum | CommScope® | Propel |  | Fiber trunk cable assembly
UGGQYQYTL |  | Base Product | Ultra Low Loss (ULL) Singlemode MPO8 (Pinned) Push Pull to MPO8 (Pinned) Push Pull, Fiber Trunk Cable Assembly, 96-Fiber, Plenum | CommScope® | Propel |  | Fiber trunk cable assembly
UGGQYQYTM |  | Base Product | Ultra Low Loss (ULL) Singlemode MPO8 (Pinned) Push Pull to MPO8 (Pinned) Push Pull, Fiber Trunk Cable Assembly, 144-Fiber, Plenum | CommScope® | Propel |  | Fiber trunk cable assembly
U3GQYQYTQ |  | Base Product | Ultra Low Loss (ULL) Singlemode MPO8 (Pinned) Push Pull to MPO8 (Pinned) Push Pull, Fiber Trunk Cable Assembly, 128-Fiber, LZSH B2ca | CommScope® | Propel |  | Fiber trunk cable assembly
U3GQWQWTL |  | Base Product | Ultra Low Loss (ULL) Singlemode MPO8 (Non-Pinned) Push Pull to MPO8 (Non-Pinned) Push Pull, Fiber Trunk Cable Assembly, 96-Fiber, LZSH B2ca | CommScope® | Propel |  | Fiber trunk cable assembly
U3GQWQWTQ |  | Base Product | Ultra Low Loss (ULL) Singlemode MPO8 (Non-Pinned) Push Pull to MPO8 (Non-Pinned) Push Pull, Fiber Trunk Cable Assembly, 128-Fiber, LZSH B2ca | CommScope® | Propel |  | Fiber trunk cable assembly
UGGQWQWT8 |  | Base Product | Ultra Low Loss (ULL) Singlemode MPO8 (Non-Pinned) Push Pull to MPO8 (Non-Pinned) Push Pull, Fiber Trunk Cable Assembly, 8-Fiber, Plenum | CommScope® | Propel |  | Fiber trunk cable assembly
UGGQWQWTF |  | Base Product | Ultra Low Loss (ULL) Singlemode MPO8 (Non-Pinned) Push Pull to MPO8 (Non-Pinned) Push Pull, Fiber Trunk Cable Assembly, 24-Fiber, Plenum | CommScope® | Propel |  | Fiber trunk cable assembly
UGGQWQWTN |  | Base Product | Ultra Low Loss (ULL) Singlemode MPO8 (Non-Pinned) Push Pull to MPO8 (Non-Pinned) Push Pull, Fiber Trunk Cable Assembly, 192-Fiber, Plenum | CommScope® | Propel |  | Fiber trunk cable assembly
UGGQWQWTR |  | Base Product | Ultra Low Loss (ULL) Singlemode MPO8 (Non-Pinned) Push Pull to MPO8 (Non-Pinned) Push Pull, Fiber Trunk Cable Assembly, 16-Fiber, Plenum | CommScope® | Propel |  | Fiber trunk cable assembly
UGGQWQWTQ |  | Base Product | Ultra Low Loss (ULL) Singlemode MPO8 (Non-Pinned) Push Pull to MPO8 (Non-Pinned) Push Pull, Fiber Trunk Cable Assembly, 128-Fiber, Plenum | CommScope® | Propel |  | Fiber trunk cable assembly
UJGQWQWTF |  | Base Product | Ultra Low Loss (ULL) Singlemode MPO8 (Non-Pinned) Push Pull to MPO8 (Non-Pinned) Push Pull, Fiber Trunk Cable Assembly, 24-Fiber, Dual Rated (OFNR/LSZH) | CommScope® | Propel |  | Fiber trunk cable assembly
UJGQWQWTH |  | Base Product | Ultra Low Loss (ULL) Singlemode MPO8 (Non-Pinned) Push Pull to MPO8 (Non-Pinned) Push Pull, Fiber Trunk Cable Assembly, 48-Fiber, Dual Rated (OFNR/LSZH) | CommScope® | Propel |  | Fiber trunk cable assembly
UJGQWQWTK |  | Base Product | Ultra Low Loss (ULL) Singlemode MPO8 (Non-Pinned) Push Pull to MPO8 (Non-Pinned) Push Pull, Fiber Trunk Cable Assembly, 72-Fiber, Dual Rated (OFNR/LSZH) | CommScope® | Propel |  | Fiber trunk cable assembly
UJGQWQWTL |  | Base Product | Ultra Low Loss (ULL) Singlemode MPO8 (Non-Pinned) Push Pull to MPO8 (Non-Pinned) Push Pull, Fiber Trunk Cable Assembly, 96-Fiber, Dual Rated (OFNR/LSZH) | CommScope® | Propel |  | Fiber trunk cable assembly
UJGQWQWTU |  | Base Product | Ultra Low Loss (ULL) Singlemode MPO8 (Non-Pinned) Push Pull to MPO8 (Non-Pinned) Push Pull, Fiber Trunk Cable Assembly, 64-Fiber, Dual Rated (OFNR/LSZH) | CommScope® | Propel |  | Fiber trunk cable assembly
U4GQWLUTF |  | Base Product | Ultra Low Loss (ULL) Singlemode MPO8 (Non-Pinned) Push Pull to LC/UPC Uniboot Ruggedized fanout Cable, 24-Fiber, LSZH, 8 fiber PmP 2.0 mm /B2ca | CommScope® | Propel |  | Ruggedized fanout
U4GQWLUTH |  | Base Product | Ultra Low Loss (ULL) Singlemode MPO8 (Non-Pinned) Push Pull to LC/UPC Uniboot Ruggedized fanout Cable, 48-Fiber, LSZH, 8 fiber PmP 2.0 mm /B2ca | CommScope® | Propel |  | Ruggedized fanout
U4GQWLUTL |  | Base Product | Ultra Low Loss (ULL) Singlemode MPO8 (Non-Pinned) Push Pull to LC/UPC Uniboot Ruggedized fanout Cable, 96-Fiber, LSZH, 8 fiber PmP 2.0 mm /B2ca | CommScope® | Propel |  | Ruggedized fanout
U4GQWLUTM |  | Base Product | Ultra Low Loss (ULL) Singlemode MPO8 (Non-Pinned) Push Pull to LC/UPC Uniboot Ruggedized fanout Cable, 144-Fiber, LSZH, 8 fiber PmP 2.0 mm /B2ca | CommScope® | Propel |  | Ruggedized fanout
U4GQWLUTN |  | Base Product | Ultra Low Loss (ULL) Singlemode MPO8 (Non-Pinned) Push Pull to LC/UPC Uniboot Ruggedized fanout Cable, 192-Fiber, LSZH, 8 fiber PmP 2.0 mm /B2ca | CommScope® | Propel |  | Ruggedized fanout
U4GQWLUTU |  | Base Product | Ultra Low Loss (ULL) Singlemode MPO8 (Non-Pinned) Push Pull to LC/UPC Uniboot Ruggedized fanout Cable, 64-Fiber, LSZH, 8 fiber PmP 2.0 mm /B2ca | CommScope® | Propel |  | Ruggedized fanout
U4GQWLUTP |  | Base Product | Ultra Low Loss (ULL) Singlemode MPO8 (Non-Pinned) Push Pull to LC/UPC Uniboot Ruggedized fanout Cable, 288-Fiber, LSZH, 8 fiber PmP 2.0 mm /B2ca | CommScope® | Propel |  | Ruggedized fanout
ULGQWLUTH |  | Base Product | Ultra Low Loss (ULL) Singlemode MPO8 (Non-Pinned) Push Pull to LC/UPC Uniboot Ruggedized fanout Cable, 48-Fiber, Plenum, 8 fiber PmP 2.0 mm | CommScope® | Propel |  | Ruggedized fanout
ULGQWLUTK |  | Base Product | Ultra Low Loss (ULL) Singlemode MPO8 (Non-Pinned) Push Pull to LC/UPC Uniboot Ruggedized fanout Cable, 72-Fiber, Plenum, 8 fiber PmP 2.0 mm | CommScope® | Propel |  | Ruggedized fanout
ULGQWLUTN |  | Base Product | Ultra Low Loss (ULL) Singlemode MPO8 (Non-Pinned) Push Pull to LC/UPC Uniboot Ruggedized fanout Cable, 192-Fiber, Plenum, 8 fiber PmP 2.0 mm | CommScope® | Propel |  | Ruggedized fanout
ULGQWLUTR |  | Base Product | Ultra Low Loss (ULL) Singlemode MPO8 (Non-Pinned) Push Pull to LC/UPC Uniboot Ruggedized fanout Cable, 16-Fiber, Plenum, 8 fiber PmP 2.0 mm | CommScope® | Propel |  | Ruggedized fanout
ULGQWLUTS |  | Base Product | Ultra Low Loss (ULL) Singlemode MPO8 (Non-Pinned) Push Pull to LC/UPC Uniboot Ruggedized fanout Cable, 32-Fiber, Plenum, 8 fiber PmP 2.0 mm | CommScope® | Propel |  | Ruggedized fanout
ULGQWLUT8 |  | Base Product | Ultra Low Loss (ULL) Singlemode MPO8 (Non-Pinned) Push Pull to LC/UPC Uniboot Ruggedized fanout Cable, 8-Fiber, Plenum, 8 fiber PmP 2.0 mm | CommScope® | Propel |  | Ruggedized fanout
UNGQWLUTF |  | Base Product | Ultra Low Loss (ULL) Singlemode MPO8 (Non-Pinned) Push Pull to LC/UPC Uniboot Ruggedized fanout Cable, 24-Fiber, Dual Rated (OFNR/LSZH), 8 fiber PmP 2.0 mm | CommScope® | Propel |  | Ruggedized fanout
UNGQWLUTH |  | Base Product | Ultra Low Loss (ULL) Singlemode MPO8 (Non-Pinned) Push Pull to LC/UPC Uniboot Ruggedized fanout Cable, 48-Fiber, Dual Rated (OFNR/LSZH), 8 fiber PmP 2.0 mm | CommScope® | Propel |  | Ruggedized fanout
UNGQWLUTK |  | Base Product | Ultra Low Loss (ULL) Singlemode MPO8 (Non-Pinned) Push Pull to LC/UPC Uniboot Ruggedized fanout Cable, 72-Fiber, Dual Rated (OFNR/LSZH), 8 fiber PmP 2.0 mm | CommScope® | Propel |  | Ruggedized fanout
UNGQWLUTL |  | Base Product | Ultra Low Loss (ULL) Singlemode MPO8 (Non-Pinned) Push Pull to LC/UPC Uniboot Ruggedized fanout Cable, 96-Fiber, Dual Rated (OFNR/LSZH), 8 fiber PmP 2.0 mm | CommScope® | Propel |  | Ruggedized fanout
UNGQWLUTR |  | Base Product | Ultra Low Loss (ULL) Singlemode MPO8 (Non-Pinned) Push Pull to LC/UPC Uniboot Ruggedized fanout Cable, 16-Fiber, Dual Rated (OFNR/LSZH), 8 fiber PmP 2.0 mm | CommScope® | Propel |  | Ruggedized fanout
UNGQWLUTS |  | Base Product | Ultra Low Loss (ULL) Singlemode MPO8 (Non-Pinned) Push Pull to LC/UPC Uniboot Ruggedized fanout Cable, 32-Fiber, Dual Rated (OFNR/LSZH), 8 fiber PmP 2.0 mm | CommScope® | Propel |  | Ruggedized fanout
UNGQWLUTU |  | Base Product | Ultra Low Loss (ULL) Singlemode MPO8 (Non-Pinned) Push Pull to LC/UPC Uniboot Ruggedized fanout Cable, 64-Fiber, Dual Rated (OFNR/LSZH), 8 fiber PmP 2.0 mm | CommScope® | Propel |  | Ruggedized fanout
UNGQWLUTN |  | Base Product | Ultra Low Loss (ULL) Singlemode MPO8 (Non-Pinned) Push Pull to LC/UPC Uniboot Ruggedized fanout Cable, 196-Fiber, Dual Rated (OFNR/LSZH), 8 fiber PmP 2.0 mm | CommScope® | Propel |  | Ruggedized fanout
URXQVQPF8 |  | Base Product | Ultra Low Loss (ULL) OM4 MPO8 APC (Non-Pinned) to MPO8 UPC (Non-Pinned), Fiber Trunk Cable Assembly, 8-Fiber, Dual Rated (OFNR/LSZH) | CommScope® | Propel |  | Fiber array cable assembly
U3GMWMWCF |  | Base Product | Ultra Low Loss (ULL) Singlemode MPO12 (Non-Pinned) Push Pull to MPO12 (Non-Pinned) Push Pull, Fiber Trunk Cable Assembly, 24-Fiber, LZSH B2ca | CommScope® | Propel |  | Fiber trunk cable assembly
U3GMWMWCG |  | Base Product | Ultra Low Loss (ULL) Singlemode MPO12 (Non-Pinned) Push Pull to MPO12 (Non-Pinned) Push Pull, Fiber Trunk Cable Assembly, 36-Fiber, LZSH B2ca | CommScope® | Propel |  | Fiber trunk cable assembly
U3GMWMWCH |  | Base Product | Ultra Low Loss (ULL) Singlemode MPO12 (Non-Pinned) Push Pull to MPO12 (Non-Pinned) Push Pull, Fiber Trunk Cable Assembly, 48-Fiber, LZSH B2ca | CommScope® | Propel |  | Fiber trunk cable assembly
U3GMWMWCN |  | Base Product | Ultra Low Loss (ULL) Singlemode MPO12 (Non-Pinned) Push Pull to MPO12 (Non-Pinned) Push Pull, Fiber Trunk Cable Assembly, 192-Fiber, LZSH B2ca | CommScope® | Propel |  | Fiber trunk cable assembly
U3GMWMWCP |  | Base Product | Ultra Low Loss (ULL) Singlemode MPO12 (Non-Pinned) Push Pull to MPO12 (Non-Pinned) Push Pull, Fiber Trunk Cable Assembly, 288-Fiber, LZSH B2ca | CommScope® | Propel |  | Fiber trunk cable assembly
U3GMYMYCD |  | Base Product | Ultra Low Loss (ULL) Singlemode MPO12 (Pinned) Push Pull to MPO12 (Pinned) Push Pull, Fiber Trunk Cable Assembly, 12-Fiber, LZSH B2ca | CommScope® | Propel |  | Fiber trunk cable assembly
U3GMYMYCF |  | Base Product | Ultra Low Loss (ULL) Singlemode MPO12 (Pinned) Push Pull to MPO12 (Pinned) Push Pull, Fiber Trunk Cable Assembly, 24-Fiber, LZSH B2ca | CommScope® | Propel |  | Fiber trunk cable assembly
U3GMYMYCH |  | Base Product | Ultra Low Loss (ULL) Singlemode MPO12 (Pinned) Push Pull to MPO12 (Pinned) Push Pull, Fiber Trunk Cable Assembly, 48-Fiber, LZSH B2ca | CommScope® | Propel |  | Fiber trunk cable assembly
U3GMYMYCL |  | Base Product | Ultra Low Loss (ULL) Singlemode MPO12 (Pinned) Push Pull to MPO12 (Pinned) Push Pull, Fiber Trunk Cable Assembly, 96-Fiber, LZSH B2ca | CommScope® | Propel |  | Fiber trunk cable assembly
U3GMYMYCP |  | Base Product | Ultra Low Loss (ULL) Singlemode MPO12 (Pinned) Push Pull to MPO12 (Pinned) Push Pull, Fiber Trunk Cable Assembly, 288-Fiber, LZSH B2ca | CommScope® | Propel |  | Fiber trunk cable assembly
UGGMWMWCL |  | Base Product | Ultra Low Loss (ULL) Singlemode MPO12 (Non-Pinned) Push Pull to MPO12 (Non-Pinned) Push Pull, Fiber Trunk Cable Assembly, 96-Fiber, Plenum | CommScope® | Propel |  | Fiber trunk cable assembly
UGGMWMWCF |  | Base Product | Ultra Low Loss (ULL) Singlemode MPO12 (Non-Pinned) Push Pull to MPO12 (Non-Pinned) Push Pull, Fiber Trunk Cable Assembly, 24-Fiber, Plenum | CommScope® | Propel |  | Fiber trunk cable assembly
UGGMWMWCK |  | Base Product | Ultra Low Loss (ULL) Singlemode MPO12 (Non-Pinned) Push Pull to MPO12 (Non-Pinned) Push Pull, Fiber Trunk Cable Assembly, 72-Fiber, Plenum | CommScope® | Propel |  | Fiber trunk cable assembly
UGGMWMWCP |  | Base Product | Ultra Low Loss (ULL) Singlemode MPO12 (Non-Pinned) Push Pull to MPO12 (Non-Pinned) Push Pull, Fiber Trunk Cable Assembly, 288-Fiber, Plenum | CommScope® | Propel |  | Fiber trunk cable assembly
UGGMYMYCD |  | Base Product | Ultra Low Loss (ULL) Singlemode MPO12 (Pinned) Push Pull to MPO12 (Pinned) Push Pull, Fiber Trunk Cable Assembly, 12-Fiber, Plenum | CommScope® | Propel |  | Fiber trunk cable assembly
UGGMYMYCG |  | Base Product | Ultra Low Loss (ULL) Singlemode MPO12 (Pinned) Push Pull to MPO12 (Pinned) Push Pull, Fiber Trunk Cable Assembly, 36-Fiber, Plenum | CommScope® | Propel |  | Fiber trunk cable assembly
UGGMYMYCH |  | Base Product | Ultra Low Loss (ULL) Singlemode MPO12 (Pinned) Push Pull to MPO12 (Pinned) Push Pull, Fiber Trunk Cable Assembly, 48-Fiber, Plenum | CommScope® | Propel |  | Fiber trunk cable assembly
UKGRZUC8H |  | Base Product | Singlemode MPO16 APC (pinned) to Unconnectorized, Fiber Trunk Cable Assembly, 48-Fiber, Armored Indoor Dual Rated (OFNR/LSZH) | CommScope® | Propel ¦ SYSTIMAX ULL |  | Fiber trunk cable assembly
UHXQXQXTK |  | Base Product | Ultra Low Loss (ULL) OM4 MPO8 UPC (pinned) to MPO8 UPC (pinned) Fiber Trunk Cable Assembly, 72-Fiber, Armored Indoor Plenum | CommScope® | Propel ¦ SYSTIMAX ULL |  | Fiber trunk cable assembly
UHXQZUCTL |  | Base Product | Ultra Low Loss (ULL) OM4 MPO8 APC (pinned) to Unconnectorized Fiber Trunk Cable Assembly, 96-Fiber, Armored Indoor Plenum | CommScope® | Propel ¦ SYSTIMAX ULL |  | Fiber trunk cable assembly
UHGRZUC8U |  | Base Product | Singlemode MPO16 APC (pinned) to Unconnectorized, Fiber Trunk Cable Assembly, 64-Fiber, Armored Indoor Plenum | CommScope® | Propel ¦ SYSTIMAX ULL |  | Fiber trunk cable assembly
UKXQXQXTN |  | Base Product | Ultra Low Loss (ULL) OM4 MPO8 UPC (pinned) to MPO8 UPC (pinned) Fiber Trunk Cable Assembly, 192-Fiber, Armored Indoor Dual Rated (OFNR/LSZH) | CommScope® | Propel ¦ SYSTIMAX ULL |  | Fiber trunk cable assembly
UHGQXUCTH |  | Base Product | Singlemode MPO8 APC (pinned) to Unconnectorized Fiber Trunk Cable Assembly, 48-Fiber, Armored Indoor Plenum | CommScope® | Propel ¦ SYSTIMAX ULL |  | Fiber trunk cable assembly
UHVRZUC8L |  | Base Product | Ultra Low Loss (ULL) OM5 MPO16 APC (pinned) to Unconnectorized, Fiber Trunk Cable Assembly, 96-Fiber, Armored Indoor Plenum | CommScope® | Propel ¦ SYSTIMAX ULL |  | Fiber trunk cable assembly
UKXRZUC8H |  | Base Product | Ultra Low Loss (ULL) OM4 MPO16 APC (pinned) to Unconnectorized, Fiber Trunk Cable Assembly, 48-Fiber, Armored Indoor Dual Rated (OFNR/LSZH) | CommScope® | Propel ¦ SYSTIMAX ULL |  | Fiber trunk cable assembly
UHVRZUC8M |  | Base Product | Ultra Low Loss (ULL) OM5 MPO16 APC (pinned) to Unconnectorized, Fiber Trunk Cable Assembly, 144-Fiber, Armored Indoor Plenum | CommScope® | Propel ¦ SYSTIMAX ULL |  | Fiber trunk cable assembly
UHXQZUCTN |  | Base Product | Ultra Low Loss (ULL) OM4 MPO8 APC (pinned) to Unconnectorized Fiber Trunk Cable Assembly, 192-Fiber, Armored Indoor Plenum | CommScope® | Propel ¦ SYSTIMAX ULL |  | Fiber trunk cable assembly
UHGQXUCTK |  | Base Product | Singlemode MPO8 APC (pinned) to Unconnectorized Fiber Trunk Cable Assembly, 72-Fiber, Armored Indoor Plenum | CommScope® | Propel ¦ SYSTIMAX ULL |  | Fiber trunk cable assembly
UKVRZUC8N |  | Base Product | Ultra Low Loss (ULL) OM5 MPO16 APC (pinned) to Unconnectorized, Fiber Trunk Cable Assembly, 192-Fiber, Armored Indoor Dual Rated (OFNR/LSZH) | CommScope® | Propel ¦ SYSTIMAX ULL |  | Fiber trunk cable assembly
UKGRZUC8M |  | Base Product | Singlemode MPO16 APC (pinned) to Unconnectorized, Fiber Trunk Cable Assembly, 144-Fiber, Armored Indoor Dual Rated (OFNR/LSZH) | CommScope® | Propel ¦ SYSTIMAX ULL |  | Fiber trunk cable assembly
UKXRZUC8L |  | Base Product | Ultra Low Loss (ULL) OM4 MPO16 APC (pinned) to Unconnectorized, Fiber Trunk Cable Assembly, 96-Fiber, Armored Indoor Dual Rated (OFNR/LSZH) | CommScope® | Propel ¦ SYSTIMAX ULL |  | Fiber trunk cable assembly
UHXQXQXTN |  | Base Product | Ultra Low Loss (ULL) OM4 MPO8 UPC (pinned) to MPO8 UPC (pinned) Fiber Trunk Cable Assembly, 192-Fiber, Armored Indoor Plenum | CommScope® | Propel ¦ SYSTIMAX ULL |  | Fiber trunk cable assembly
UKGQXQXTR |  | Base Product | Singlemode MPO8 APC (pinned) to MPO8 APC (pinned) Fiber Trunk Cable Assembly, 16-Fiber, Armored Indoor Dual Rated (OFNR/LSZH) | CommScope® | Propel ¦ SYSTIMAX ULL |  | Fiber trunk cable assembly
UHGQXUCTL |  | Base Product | Singlemode MPO8 APC (pinned) to Unconnectorized Fiber Trunk Cable Assembly, 96-Fiber, Armored Indoor Plenum | CommScope® | Propel ¦ SYSTIMAX ULL |  | Fiber trunk cable assembly
UHVRZUC8N |  | Base Product | Ultra Low Loss (ULL) OM5 MPO16 APC (pinned) to Unconnectorized, Fiber Trunk Cable Assembly, 192-Fiber, Armored Indoor Plenum | CommScope® | Propel ¦ SYSTIMAX ULL |  | Fiber trunk cable assembly
UKVRZUC8Q |  | Base Product | Ultra Low Loss (ULL) OM5 MPO16 APC (pinned) to Unconnectorized, Fiber Trunk Cable Assembly, 128-Fiber, Armored Indoor Dual Rated (OFNR/LSZH) | CommScope® | Propel ¦ SYSTIMAX ULL |  | Fiber trunk cable assembly
UKGRZUC8N |  | Base Product | Singlemode MPO16 APC (pinned) to Unconnectorized, Fiber Trunk Cable Assembly, 192-Fiber, Armored Indoor Dual Rated (OFNR/LSZH) | CommScope® | Propel ¦ SYSTIMAX ULL |  | Fiber trunk cable assembly
UKXRZUC8M |  | Base Product | Ultra Low Loss (ULL) OM4 MPO16 APC (pinned) to Unconnectorized, Fiber Trunk Cable Assembly, 144-Fiber, Armored Indoor Dual Rated (OFNR/LSZH) | CommScope® | Propel ¦ SYSTIMAX ULL |  | Fiber trunk cable assembly
UKXQXQXTU |  | Base Product | Ultra Low Loss (ULL) OM4 MPO8 UPC (pinned) to MPO8 UPC (pinned) Fiber Trunk Cable Assembly, 64-Fiber, Armored Indoor Dual Rated (OFNR/LSZH) | CommScope® | Propel ¦ SYSTIMAX ULL |  | Fiber trunk cable assembly
UHXQZUCTS |  | Base Product | Ultra Low Loss (ULL) OM4 MPO8 APC (pinned) to Unconnectorized Fiber Trunk Cable Assembly, 32-Fiber, Armored Indoor Plenum | CommScope® | Propel ¦ SYSTIMAX ULL |  | Fiber trunk cable assembly
UHXQXQXTR |  | Base Product | Ultra Low Loss (ULL) OM4 MPO8 UPC (pinned) to MPO8 UPC (pinned) Fiber Trunk Cable Assembly, 16-Fiber, Armored Indoor Plenum | CommScope® | Propel ¦ SYSTIMAX ULL |  | Fiber trunk cable assembly
UHVRZUC8Q |  | Base Product | Ultra Low Loss (ULL) OM5 MPO16 APC (pinned) to Unconnectorized, Fiber Trunk Cable Assembly, 128-Fiber, Armored Indoor Plenum | CommScope® | Propel ¦ SYSTIMAX ULL |  | Fiber trunk cable assembly
UKGRZUC8Q |  | Base Product | Singlemode MPO16 APC (pinned) to Unconnectorized, Fiber Trunk Cable Assembly, 128-Fiber, Armored Indoor Dual Rated (OFNR/LSZH) | CommScope® | Propel ¦ SYSTIMAX ULL |  | Fiber trunk cable assembly
UHVQXUCTK |  | Base Product | Ultra Low Loss (ULL) OM5 MPO8 UPC (pinned) to UnterminatedFiber Trunk Cable Assembly, 72-Fiber, Armored Indoor Plenum | CommScope® | Propel ¦ SYSTIMAX ULL |  | Fiber trunk cable assembly
UKXQXUCT8 |  | Base Product | Ultra Low Loss (ULL) OM4 MPO8 UPC (pinned) to Unconnectorized Fiber Trunk Cable Assembly, 8-Fiber, Armored Indoor Dual Rated (OFNR/LSZH) | CommScope® | Propel ¦ SYSTIMAX ULL |  | Fiber trunk cable assembly
UHXQZUCTU |  | Base Product | Ultra Low Loss (ULL) OM4 MPO8 APC (pinned) to Unconnectorized Fiber Trunk Cable Assembly, 64-Fiber, Armored Indoor Plenum | CommScope® | Propel ¦ SYSTIMAX ULL |  | Fiber trunk cable assembly
UKXRZUC8Q |  | Base Product | Ultra Low Loss (ULL) OM4 MPO16 APC (pinned) to Unconnectorized, Fiber Trunk Cable Assembly, 128-Fiber, Armored Indoor Dual Rated (OFNR/LSZH) | CommScope® | Propel ¦ SYSTIMAX ULL |  | Fiber trunk cable assembly
UKXQZUCTK |  | Base Product | Ultra Low Loss (ULL) OM4 MPO8 APC (pinned) to Unconnectorized Fiber Trunk Cable Assembly, 72-Fiber, Armored Indoor Dual Rated (OFNR/LSZH) | CommScope® | Propel ¦ SYSTIMAX ULL |  | Fiber trunk cable assembly
UHVRZUC8S |  | Base Product | Ultra Low Loss (ULL) OM5 MPO16 APC (pinned) to Unconnectorized, Fiber Trunk Cable Assembly, 32-Fiber, Armored Indoor Plenum | CommScope® | Propel ¦ SYSTIMAX ULL |  | Fiber trunk cable assembly
UHVRZUC8U |  | Base Product | Ultra Low Loss (ULL) OM5 MPO16 APC (pinned) to Unconnectorized, Fiber Trunk Cable Assembly, 64-Fiber, Armored Indoor Plenum | CommScope® | Propel ¦ SYSTIMAX ULL |  | Fiber trunk cable assembly
UHVMXMXCH |  | Base Product | Ultra Low Loss (ULL) OM5 MPO12 UPC (pinned) to MPO12 UPC (pinned) Fiber Trunk Cable Assembly, 48-Fiber, Armored Indoor Plenum | CommScope® | Propel ¦ SYSTIMAX ULL |  | Fiber trunk cable assembly
UKXQXUCTH |  | Base Product | Ultra Low Loss (ULL) OM4 MPO8 UPC (pinned) to Unconnectorized Fiber Trunk Cable Assembly, 48-Fiber, Armored Indoor Dual Rated (OFNR/LSZH) | CommScope® | Propel ¦ SYSTIMAX ULL |  | Fiber trunk cable assembly
UKGRZUC8S |  | Base Product | Singlemode MPO16 APC (pinned) to Unconnectorized, Fiber Trunk Cable Assembly, 32-Fiber, Armored Indoor Dual Rated (OFNR/LSZH) | CommScope® | Propel ¦ SYSTIMAX ULL |  | Fiber trunk cable assembly
UKXRZUC8S |  | Base Product | Ultra Low Loss (ULL) OM4 MPO16 APC (pinned) to Unconnectorized, Fiber Trunk Cable Assembly, 32-Fiber, Armored Indoor Dual Rated (OFNR/LSZH) | CommScope® | Propel ¦ SYSTIMAX ULL |  | Fiber trunk cable assembly
UHXMXMXCD |  | Base Product | Ultra Low Loss (ULL) OM4 MPO12 UPC (pinned) to MPO12 UPC (pinned) Fiber Trunk Cable Assembly, 12-Fiber, Armored Indoor Plenum | CommScope® | Propel ¦ SYSTIMAX ULL |  | Fiber trunk cable assembly
UKGRZUC8U |  | Base Product | Singlemode MPO16 APC (pinned) to Unconnectorized, Fiber Trunk Cable Assembly, 64-Fiber, Armored Indoor Dual Rated (OFNR/LSZH) | CommScope® | Propel ¦ SYSTIMAX ULL |  | Fiber trunk cable assembly
UHVQXUCTR |  | Base Product | Ultra Low Loss (ULL) OM5 MPO8 UPC (pinned) to UnterminatedFiber Trunk Cable Assembly, 16-Fiber, Armored Indoor Plenum | CommScope® | Propel ¦ SYSTIMAX ULL |  | Fiber trunk cable assembly
UKXQXUCTK |  | Base Product | Ultra Low Loss (ULL) OM4 MPO8 UPC (pinned) to Unconnectorized Fiber Trunk Cable Assembly, 72-Fiber, Armored Indoor Dual Rated (OFNR/LSZH) | CommScope® | Propel ¦ SYSTIMAX ULL |  | Fiber trunk cable assembly
UKXQZUCTM |  | Base Product | Ultra Low Loss (ULL) OM4 MPO8 APC (pinned) to Unconnectorized Fiber Trunk Cable Assembly, 144-Fiber, Armored Indoor Dual Rated (OFNR/LSZH) | CommScope® | Propel ¦ SYSTIMAX ULL |  | Fiber trunk cable assembly
UKVMXMXCD |  | Base Product | Ultra Low Loss (ULL) OM5 MPO12 UPC (pinned) to MPO12 UPC (pinned) Fiber Trunk Cable Assembly, 12-Fiber, Armored Indoor Dual Rated (OFNR/LSZH) | CommScope® | Propel ¦ SYSTIMAX ULL |  | Fiber trunk cable assembly
UHVQXUCTS |  | Base Product | Ultra Low Loss (ULL) OM5 MPO8 UPC (pinned) to UnterminatedFiber Trunk Cable Assembly, 32-Fiber, Armored Indoor Plenum | CommScope® | Propel ¦ SYSTIMAX ULL |  | Fiber trunk cable assembly
UKXQXUCTL |  | Base Product | Ultra Low Loss (ULL) OM4 MPO8 UPC (pinned) to Unconnectorized Fiber Trunk Cable Assembly, 96-Fiber, Armored Indoor Dual Rated (OFNR/LSZH) | CommScope® | Propel ¦ SYSTIMAX ULL |  | Fiber trunk cable assembly
UHVMXMXCL |  | Base Product | Ultra Low Loss (ULL) OM5 MPO12 UPC (pinned) to MPO12 UPC (pinned) Fiber Trunk Cable Assembly, 96-Fiber, Armored Indoor Plenum | CommScope® | Propel ¦ SYSTIMAX ULL |  | Fiber trunk cable assembly
UHXMXMXCG |  | Base Product | Ultra Low Loss (ULL) OM4 MPO12 UPC (pinned) to MPO12 UPC (pinned) Fiber Trunk Cable Assembly, 36-Fiber, Armored Indoor Plenum | CommScope® | Propel ¦ SYSTIMAX ULL |  | Fiber trunk cable assembly
UHVQXUCTU |  | Base Product | Ultra Low Loss (ULL) OM5 MPO8 UPC (pinned) to UnterminatedFiber Trunk Cable Assembly, 64-Fiber, Armored Indoor Plenum | CommScope® | Propel ¦ SYSTIMAX ULL |  | Fiber trunk cable assembly
UHXRZRZ8Q |  | Base Product | Ultra Low Loss (ULL) OM4 MPO16 APC (pinned) to MPO16 APC (pinned), Fiber Trunk Cable Assembly, 128-Fiber, Armored Indoor Plenum | CommScope® | Propel ¦ SYSTIMAX ULL |  | Fiber trunk cable assembly
UHVQZQZTF |  | Base Product | Ultra Low Loss (ULL) OM5 MPO8 APC (pinned) to MPO8 APC (pinned) Fiber Trunk Cable Assembly, 24-Fiber, Armored Indoor Plenum | CommScope® | Propel ¦ SYSTIMAX ULL |  | Fiber trunk cable assembly
UHXRZRZ8R |  | Base Product | Ultra Low Loss (ULL) OM4 MPO16 APC (pinned) to MPO16 APC (pinned), Fiber Trunk Cable Assembly, 16-Fiber, Armored Indoor Plenum | CommScope® | Propel ¦ SYSTIMAX ULL |  | Fiber trunk cable assembly
UHVMXMXCN |  | Base Product | Ultra Low Loss (ULL) OM5 MPO12 UPC (pinned) to MPO12 UPC (pinned) Fiber Trunk Cable Assembly, 192-Fiber, Armored Indoor Plenum | CommScope® | Propel ¦ SYSTIMAX ULL |  | Fiber trunk cable assembly
UKXQZUCTU |  | Base Product | Ultra Low Loss (ULL) OM4 MPO8 APC (pinned) to Unconnectorized Fiber Trunk Cable Assembly, 64-Fiber, Armored Indoor Dual Rated (OFNR/LSZH) | CommScope® | Propel ¦ SYSTIMAX ULL |  | Fiber trunk cable assembly
UHVQZQZTH |  | Base Product | Ultra Low Loss (ULL) OM5 MPO8 APC (pinned) to MPO8 APC (pinned) Fiber Trunk Cable Assembly, 48-Fiber, Armored Indoor Plenum | CommScope® | Propel ¦ SYSTIMAX ULL |  | Fiber trunk cable assembly
UKVMXMXCK |  | Base Product | Ultra Low Loss (ULL) OM5 MPO12 UPC (pinned) to MPO12 UPC (pinned) Fiber Trunk Cable Assembly, 72-Fiber, Armored Indoor Dual Rated (OFNR/LSZH) | CommScope® | Propel ¦ SYSTIMAX ULL |  | Fiber trunk cable assembly
UKXRZRZ8L |  | Base Product | Ultra Low Loss (ULL) OM4 MPO16 APC (pinned) to MPO16 APC (pinned), Fiber Trunk Cable Assembly, 96-Fiber, Armored Indoor Dual Rated (OFNR/LSZH) | CommScope® | Propel ¦ SYSTIMAX ULL |  | Fiber trunk cable assembly
UHVQZQZTK |  | Base Product | Ultra Low Loss (ULL) OM5 MPO8 APC (pinned) to MPO8 APC (pinned) Fiber Trunk Cable Assembly, 72-Fiber, Armored Indoor Plenum | CommScope® | Propel ¦ SYSTIMAX ULL |  | Fiber trunk cable assembly
UKVMXMXCL |  | Base Product | Ultra Low Loss (ULL) OM5 MPO12 UPC (pinned) to MPO12 UPC (pinned) Fiber Trunk Cable Assembly, 96-Fiber, Armored Indoor Dual Rated (OFNR/LSZH) | CommScope® | Propel ¦ SYSTIMAX ULL |  | Fiber trunk cable assembly
UHXRZUC8H |  | Base Product | Ultra Low Loss (ULL) OM4 MPO16 APC (pinned) to Unconnectorized, Fiber Trunk Cable Assembly, 48-Fiber, Armored Indoor Plenum | CommScope® | Propel ¦ SYSTIMAX ULL |  | Fiber trunk cable assembly
UHVMXUCCF |  | Base Product | Ultra Low Loss (ULL) OM5 MPO12 UPC (pinned) to Unconnectorized Fiber Trunk Cable Assembly, 24-Fiber, Armored Indoor Plenum | CommScope® | Propel ¦ SYSTIMAX ULL |  | Fiber trunk cable assembly
UKVMXMXCN |  | Base Product | Ultra Low Loss (ULL) OM5 MPO12 UPC (pinned) to MPO12 UPC (pinned) Fiber Trunk Cable Assembly, 192-Fiber, Armored Indoor Dual Rated (OFNR/LSZH) | CommScope® | Propel ¦ SYSTIMAX ULL |  | Fiber trunk cable assembly
UHVQZQZTL |  | Base Product | Ultra Low Loss (ULL) OM5 MPO8 APC (pinned) to MPO8 APC (pinned) Fiber Trunk Cable Assembly, 96-Fiber, Armored Indoor Plenum | CommScope® | Propel ¦ SYSTIMAX ULL |  | Fiber trunk cable assembly
UHVQZQZTM |  | Base Product | Ultra Low Loss (ULL) OM5 MPO8 APC (pinned) to MPO8 APC (pinned) Fiber Trunk Cable Assembly, 144-Fiber, Armored Indoor Plenum | CommScope® | Propel ¦ SYSTIMAX ULL |  | Fiber trunk cable assembly
UKXRZRZ8N |  | Base Product | Ultra Low Loss (ULL) OM4 MPO16 APC (pinned) to MPO16 APC (pinned), Fiber Trunk Cable Assembly, 192-Fiber, Armored Indoor Dual Rated (OFNR/LSZH) | CommScope® | Propel ¦ SYSTIMAX ULL |  | Fiber trunk cable assembly
UHXQXUCTL |  | Base Product | Ultra Low Loss (ULL) OM4 MPO8 UPC (pinned) to Unconnectorized Fiber Trunk Cable Assembly, 96-Fiber, Armored Indoor Plenum | CommScope® | Propel ¦ SYSTIMAX ULL |  | Fiber trunk cable assembly
UHXRZUC8L |  | Base Product | Ultra Low Loss (ULL) OM4 MPO16 APC (pinned) to Unconnectorized, Fiber Trunk Cable Assembly, 96-Fiber, Armored Indoor Plenum | CommScope® | Propel ¦ SYSTIMAX ULL |  | Fiber trunk cable assembly
UHVQZQZTN |  | Base Product | Ultra Low Loss (ULL) OM5 MPO8 APC (pinned) to MPO8 APC (pinned) Fiber Trunk Cable Assembly, 192-Fiber, Armored Indoor Plenum | CommScope® | Propel ¦ SYSTIMAX ULL |  | Fiber trunk cable assembly
UHXRZUC8N |  | Base Product | Ultra Low Loss (ULL) OM4 MPO16 APC (pinned) to Unconnectorized, Fiber Trunk Cable Assembly, 192-Fiber, Armored Indoor Plenum | CommScope® | Propel ¦ SYSTIMAX ULL |  | Fiber trunk cable assembly
UHXQXUCTN |  | Base Product | Ultra Low Loss (ULL) OM4 MPO8 UPC (pinned) to Unconnectorized Fiber Trunk Cable Assembly, 192-Fiber, Armored Indoor Plenum | CommScope® | Propel ¦ SYSTIMAX ULL |  | Fiber trunk cable assembly
UKXRZRZ8U |  | Base Product | Ultra Low Loss (ULL) OM4 MPO16 APC (pinned) to MPO16 APC (pinned), Fiber Trunk Cable Assembly, 64-Fiber, Armored Indoor Dual Rated (OFNR/LSZH) | CommScope® | Propel ¦ SYSTIMAX ULL |  | Fiber trunk cable assembly
U4XQXLUTS |  | Base Product | Ultra Low Loss ULL OM4 MPO8 UPC pinned to LC/UPC Uniboot Ruggedized fanout Cable, 32-Fiber, LSZH, 8 fiber PmP 2.0 mm /B2ca | CommScope® | Propel ¦ SYSTIMAX ULL |  | Ruggedized fanout
UNVQZLUTL |  | Base Product | Ultra Low Loss ULL OM5 MPO8 APC pinned to LC/UPC Uniboot Ruggedized fanout Cable, 96-Fiber, Dual Rated (OFNR/LSZH), 8 fiber PmP 2.0 mm | CommScope® | Propel ¦ SYSTIMAX ULL |  | Ruggedized fanout
ULVQXLUTS |  | Base Product | Ultra Low Loss ULL OM5 MPO8 UPC pinned to LC/UPC Uniboot Ruggedized fanout Cable, 32-Fiber, Plenum, 8 fiber PmP 2.0 mm | CommScope® | Propel ¦ SYSTIMAX ULL |  | Ruggedized fanout
U4XQXLUTU |  | Base Product | Ultra Low Loss ULL OM4 MPO8 UPC pinned to LC/UPC Uniboot Ruggedized fanout Cable, 64-Fiber, LSZH, 8 fiber PmP 2.0 mm /B2ca | CommScope® | Propel ¦ SYSTIMAX ULL |  | Ruggedized fanout
ULGQPLUTK |  | Base Product | Singlemode MPO8 APC non-pinned to LC/UPC Uniboot Ruggedized fanout Cable, 72-Fiber, Plenum, 8 fiber PmP 2.0 mm | CommScope® | Propel ¦ SYSTIMAX ULL |  | Ruggedized fanout
ULXQPLUTK |  | Base Product | Ultra Low Loss ULL OM4 MPO8 UPC non-pinned to LC/UPC Uniboot Ruggedized fanout Cable, 72-Fiber, Plenum, 8 fiber PmP 2.0 mm | CommScope® | Propel ¦ SYSTIMAX ULL |  | Ruggedized fanout
U4XQZLUT8 |  | Base Product | Ultra Low Loss ULL OM4 MPO8 APC pinned to LC/UPC Uniboot Ruggedized fanout Cable, 8-Fiber, LSZH, 8 fiber PmP 2.0 mm /B2ca | CommScope® | Propel ¦ SYSTIMAX ULL |  | Ruggedized fanout
U4XQZLUTF |  | Base Product | Ultra Low Loss ULL OM4 MPO8 APC pinned to LC/UPC Uniboot Ruggedized fanout Cable, 24-Fiber, LSZH, 8 fiber PmP 2.0 mm /B2ca | CommScope® | Propel ¦ SYSTIMAX ULL |  | Ruggedized fanout
UNGQXLUTS |  | Base Product | Singlemode MPO8 APC pinned to LC/UPC Uniboot Ruggedized fanout Cable, 32-Fiber, Dual Rated (OFNR/LSZH), 8 fiber PmP 2.0 mm | CommScope® | Propel ¦ SYSTIMAX ULL |  | Ruggedized fanout
UNVQZLUTS |  | Base Product | Ultra Low Loss ULL OM5 MPO8 APC pinned to LC/UPC Uniboot Ruggedized fanout Cable, 32-Fiber, Dual Rated (OFNR/LSZH), 8 fiber PmP 2.0 mm | CommScope® | Propel ¦ SYSTIMAX ULL |  | Ruggedized fanout
U4VQXLUTL |  | Base Product | Ultra Low Loss ULL OM5 MPO8 UPC pinned to LC/UPC Uniboot Ruggedized fanout Cable, 96-Fiber, LSZH, 8 fiber PmP 2.0 mm /B2ca | CommScope® | Propel ¦ SYSTIMAX ULL |  | Ruggedized fanout
UNGQXLUTU |  | Base Product | Singlemode MPO8 APC pinned to LC/UPC Uniboot Ruggedized fanout Cable, 64-Fiber, Dual Rated (OFNR/LSZH), 8 fiber PmP 2.0 mm | CommScope® | Propel ¦ SYSTIMAX ULL |  | Ruggedized fanout
U4XQPLUT8 |  | Base Product | Ultra Low Loss ULL OM4 MPO8 UPC non-pinned to LC/UPC Uniboot Ruggedized fanout Cable, 8-Fiber, LSZH, 8 fiber PmP 2.0 mm /B2ca | CommScope® | Propel ¦ SYSTIMAX ULL |  | Ruggedized fanout
U4VQXLUTM |  | Base Product | Ultra Low Loss ULL OM5 MPO8 UPC pinned to LC/UPC Uniboot Ruggedized fanout Cable, 144-Fiber, LSZH, 8 fiber PmP 2.0 mm /B2ca | CommScope® | Propel ¦ SYSTIMAX ULL |  | Ruggedized fanout
UNVQPLUT8 |  | Base Product | Ultra Low Loss ULL OM5 MPO8 UPC non-pinned to LC/UPC Uniboot Ruggedized fanout Cable, 8-Fiber, Dual Rated (OFNR/LSZH), 8 fiber PmP 2.0 mm | CommScope® | Propel ¦ SYSTIMAX ULL |  | Ruggedized fanout
UNXQPLUT8 |  | Base Product | Ultra Low Loss ULL OM4 MPO8 UPC non-pinned to LC/UPC Uniboot Ruggedized fanout Cable, 8-Fiber, Dual Rated (OFNR/LSZH), 8 fiber PmP 2.0 mm | CommScope® | Propel ¦ SYSTIMAX ULL |  | Ruggedized fanout
UNXQPLUTF |  | Base Product | Ultra Low Loss ULL OM4 MPO8 UPC non-pinned to LC/UPC Uniboot Ruggedized fanout Cable, 24-Fiber, Dual Rated (OFNR/LSZH), 8 fiber PmP 2.0 mm | CommScope® | Propel ¦ SYSTIMAX ULL |  | Ruggedized fanout
ULVQPLUTF |  | Base Product | Ultra Low Loss ULL OM5 MPO8 UPC non-pinned to LC/UPC Uniboot Ruggedized fanout Cable, 24-Fiber, Plenum, 8 fiber PmP 2.0 mm | CommScope® | Propel ¦ SYSTIMAX ULL |  | Ruggedized fanout
U4VQXLUTR |  | Base Product | Ultra Low Loss ULL OM5 MPO8 UPC pinned to LC/UPC Uniboot Ruggedized fanout Cable, 16-Fiber, LSZH, 8 fiber PmP 2.0 mm /B2ca | CommScope® | Propel ¦ SYSTIMAX ULL |  | Ruggedized fanout
UNVQPLUTF |  | Base Product | Ultra Low Loss ULL OM5 MPO8 UPC non-pinned to LC/UPC Uniboot Ruggedized fanout Cable, 24-Fiber, Dual Rated (OFNR/LSZH), 8 fiber PmP 2.0 mm | CommScope® | Propel ¦ SYSTIMAX ULL |  | Ruggedized fanout
U4XQZLUTM |  | Base Product | Ultra Low Loss ULL OM4 MPO8 APC pinned to LC/UPC Uniboot Ruggedized fanout Cable, 144-Fiber, LSZH, 8 fiber PmP 2.0 mm /B2ca | CommScope® | Propel ¦ SYSTIMAX ULL |  | Ruggedized fanout
UNVQPLUTH |  | Base Product | Ultra Low Loss ULL OM5 MPO8 UPC non-pinned to LC/UPC Uniboot Ruggedized fanout Cable, 48-Fiber, Dual Rated (OFNR/LSZH), 8 fiber PmP 2.0 mm | CommScope® | Propel ¦ SYSTIMAX ULL |  | Ruggedized fanout
U4XQPLUTK |  | Base Product | Ultra Low Loss ULL OM4 MPO8 UPC non-pinned to LC/UPC Uniboot Ruggedized fanout Cable, 72-Fiber, LSZH, 8 fiber PmP 2.0 mm /B2ca | CommScope® | Propel ¦ SYSTIMAX ULL |  | Ruggedized fanout
ULVQZLUTK |  | Base Product | Ultra Low Loss ULL OM5 MPO8 APC pinned to LC/UPC Uniboot Ruggedized fanout Cable, 72-Fiber, Plenum, 8 fiber PmP 2.0 mm | CommScope® | Propel ¦ SYSTIMAX ULL |  | Ruggedized fanout
2291B |  | Base Product | GigaSPEED X10D® 2291B Category 6A Cable | SYSTIMAX® | GigaSPEED X10D® |  | Twisted pair cable
3291B |  | Base Product | GigaSPEED X10D® 3291B Category 6A Cable | SYSTIMAX® | GigaSPEED X10D® |  | Twisted pair cable
UGGMXUCRH |  | Base Product | Ultra Low Loss (ULL) Singlemode MPO12 (Pinned) to Unconnectorized Pre-terminated Trunk Cable, 48-Fiber, Rollable Ribbon, Plenum, 12 fiber | CommScope® | SYSTIMAX ULL |  | Fiber trunk cable assembly
ULGLAUCC6 |  | Base Product | Ultra Low Loss ULL TeraSPEED® LC/APC to LC/APC Ruggedized fanout Cable, 12-Fiber, Plenum, 12 fiber PmP 2.0 mm Dca | CommScope® | SYSTIMAX ULL |  | Ruggedized fanout
UNXLCLCC6 |  | Base Product | Ultra Low Loss ULL LazrSPEED® 550 LC/UPC to LC/UPC Ruggedized fanout Cable, 12-Fiber, LSZH, 12 fiber PmP 2.0 mm Dca | CommScope® | SYSTIMAX ULL |  | Ruggedized fanout
UNXLCUCC6 |  | Base Product | Ultra Low Loss ULL LazrSPEED® 550 LC/UPC to Unconnectorized, Ruggedized fanout Cable, 6-Fiber, LSZH, PmP 2.0 mm Dca Cable | CommScope® | SYSTIMAX ULL |  | Ruggedized fanout
FHWMPUCAD |  | Base Product | Singlemode MPO (Unpinned) to Unconnectorized, InstaPATCH® 360 Armored Pre-terminated Trunk Cable, 12-Fiber, Plenum | CommScope® | SYSTIMAX InstaPATCH® 360 |  | Fiber trunk cable assembly |  | Discontinued
FHXMPUCAH |  | Base Product | OM4 MPO (Unpinned) to Unconnectorized, InstaPATCH® 360 Armored Pre-terminated Trunk Cable, 48-Fiber, Plenum | CommScope® | SYSTIMAX InstaPATCH® 360 |  | Fiber trunk cable assembly
UHXMXMXAF |  | Base Product | Ultra Low Loss (ULL) Multimode OM4 MPO12 (Pinned) to MPO12 (Pinned), Armored Pre-terminated Trunk Cable, 24-Fiber, Plenum | CommScope® | SYSTIMAX ULL |  | Fiber trunk cable assembly |  | Discontinued
FGWMPUCRP |  | Base Product | Singlemode MPO12 (Unpinned) to Unconnectorized, InstaPATCH® 360 Pre-terminated Fiber Trunk Cable Assembly, 288-Fiber, Plenum | CommScope® | InstaPATCH® 360 |  | Fiber trunk cable assembly
UHXMXMXAH |  | Base Product | Ultra Low Loss (ULL) Multimode OM4 MPO12 (Pinned) to MPO12 (Pinned), Armored Pre-terminated Trunk Cable, 48-Fiber, Plenum | CommScope® | SYSTIMAX ULL |  | Fiber trunk cable assembly
UHXMXMXAK |  | Base Product | Ultra Low Loss (ULL) Multimode OM4 MPO12 (Pinned) to MPO12 (Pinned), Armored Pre-terminated Trunk Cable, 72-Fiber, Plenum | CommScope® | SYSTIMAX ULL |  | Fiber trunk cable assembly
UHXMXMXAM |  | Base Product | Ultra Low Loss (ULL) Multimode OM4 MPO12 (Pinned) to MPO12 (Pinned), Armored Pre-terminated Trunk Cable, 144-Fiber, Plenum | CommScope® | SYSTIMAX ULL |  | Fiber trunk cable assembly
UHXMXUCAD |  | Base Product | Ultra Low Loss (ULL) Multimode OM4 MPO12 (Pinned) to Unconnectorized, Armored Pre-terminated Trunk Cable, 12-Fiber, Plenum | CommScope® | SYSTIMAX ULL |  | Fiber trunk cable assembly
UHXMXUCAF |  | Base Product | Ultra Low Loss (ULL) Multimode OM4 MPO12 (Pinned) to Unconnectorized, Armored Pre-terminated Trunk Cable, 24-Fiber, Plenum | CommScope® | SYSTIMAX ULL |  | Fiber trunk cable assembly
UHXMXUCAG |  | Base Product | Ultra Low Loss (ULL) Multimode OM4 MPO12 (Pinned) to Unconnectorized, Armored Pre-terminated Trunk Cable, 36-Fiber, Plenum | CommScope® | SYSTIMAX ULL |  | Fiber trunk cable assembly
UHXMXUCAH |  | Base Product | Ultra Low Loss (ULL) Multimode OM4 MPO12 (Pinned) to Unconnectorized, Armored Pre-terminated Trunk Cable, 48-Fiber, Plenum | CommScope® | SYSTIMAX ULL |  | Fiber trunk cable assembly
UHXMXUCAK |  | Base Product | Ultra Low Loss (ULL) Multimode OM4 MPO12 (Pinned) to Unconnectorized, Armored Pre-terminated Trunk Cable, 72-Fiber, Plenum | CommScope® | SYSTIMAX ULL |  | Fiber trunk cable assembly
UHXMXUCAL |  | Base Product | Ultra Low Loss (ULL) Multimode OM4 MPO12 (Pinned) to Unconnectorized, Armored Pre-terminated Trunk Cable, 96-Fiber, Plenum | CommScope® | SYSTIMAX ULL |  | Fiber trunk cable assembly
UHXMXUCAM |  | Base Product | Ultra Low Loss (ULL) Multimode OM4 MPO12 (Pinned) to Unconnectorized, Armored Pre-terminated Trunk Cable, 144-Fiber, Plenum | CommScope® | SYSTIMAX ULL |  | Fiber trunk cable assembly
UHXMPMXAG |  | Base Product | Ultra Low Loss (ULL) Multimode OM4 MPO12 (Unpinned) to MPO12 (Pinned), Armored Pre-terminated Trunk Cable, 36-Fiber, Plenum | CommScope® | SYSTIMAX ULL |  | Fiber trunk cable assembly
UHXMPMXAH |  | Base Product | Ultra Low Loss (ULL) Multimode OM4 MPO12 (Unpinned) to MPO12 (Pinned), Armored Pre-terminated Trunk Cable, 48-Fiber, Plenum | CommScope® | SYSTIMAX ULL |  | Fiber trunk cable assembly
UHXMPMXAM |  | Base Product | Ultra Low Loss (ULL) Multimode OM4 MPO12 (Unpinned) to MPO12 (Pinned), Armored Pre-terminated Trunk Cable, 144-Fiber, Plenum | CommScope® | SYSTIMAX ULL |  | Fiber trunk cable assembly
UHVMXMXAF |  | Base Product | Ultra Low Loss (ULL) Multimode OM5 MPO12 (Pinned) to MPO12 (Pinned), Armored Pre-terminated Trunk Cable, 24-Fiber, Plenum | CommScope® | SYSTIMAX ULL |  | Fiber trunk cable assembly |  | Discontinued
UHVMXMXAH |  | Base Product | Ultra Low Loss (ULL) Multimode OM5 MPO12 (Pinned) to MPO12 (Pinned), Armored Pre-terminated Trunk Cable, 48-Fiber, Plenum | CommScope® | SYSTIMAX ULL |  | Fiber trunk cable assembly |  | Discontinued
UHVMXUCAG |  | Base Product | Ultra Low Loss (ULL) Multimode OM5 MPO12 (Pinned) to Unconnectorized, Armored Pre-terminated Trunk Cable, 36-Fiber, Plenum | CommScope® | SYSTIMAX ULL |  | Fiber trunk cable assembly
UHVMXUCAH |  | Base Product | Ultra Low Loss (ULL) Multimode OM5 MPO12 (Pinned) to Unconnectorized, Armored Pre-terminated Trunk Cable, 48-Fiber, Plenum | CommScope® | SYSTIMAX ULL |  | Fiber trunk cable assembly
UHVMXUCAK |  | Base Product | Ultra Low Loss (ULL) Multimode OM5 MPO12 (Pinned) to Unconnectorized, Armored Pre-terminated Trunk Cable, 72-Fiber, Plenum | CommScope® | SYSTIMAX ULL |  | Fiber trunk cable assembly
UHVMPMXAF |  | Base Product | Ultra Low Loss (ULL) Multimode OM5 MPO12 (Unpinned) to MPO12 (Pinned), Armored Pre-terminated Trunk Cable, 24-Fiber, Plenum | CommScope® | SYSTIMAX ULL |  | Fiber trunk cable assembly
UHVMPMXAL |  | Base Product | Ultra Low Loss (ULL) Multimode OM5 MPO12 (Unpinned) to MPO12 (Pinned), Armored Pre-terminated Trunk Cable, 96-Fiber, Plenum | CommScope® | SYSTIMAX ULL |  | Fiber trunk cable assembly
UHGMXMXAH |  | Base Product | Ultra Low Loss (ULL) Singlemode MPO12 (Pinned) to MPO12 (Pinned), Armored Pre-terminated Trunk Cable, 48-Fiber, Plenum | CommScope® | SYSTIMAX InstaPATCH® 360 |  | Fiber trunk cable assembly |  | Discontinued
UHGMXMXAK |  | Base Product | Ultra Low Loss (ULL) Singlemode MPO12 (Pinned) to MPO12 (Pinned), Armored Pre-terminated Trunk Cable, 72-Fiber, Plenum | CommScope® | SYSTIMAX InstaPATCH® 360 |  | Fiber trunk cable assembly
UHGMXMXAL |  | Base Product | Ultra Low Loss (ULL) Singlemode MPO12 (Pinned) to MPO12 (Pinned), Armored Pre-terminated Trunk Cable, 96-Fiber, Plenum | CommScope® | SYSTIMAX InstaPATCH® 360 |  | Fiber trunk cable assembly |  | Discontinued
UHGMXUCAF |  | Base Product | Ultra Low Loss (ULL) Singlemode MPO12 (Pinned) to Unconnectorized, Armored Pre-terminated Trunk Cable, 24-Fiber, Plenum | CommScope® | SYSTIMAX ULL |  | Fiber trunk cable assembly |  | Discontinued
UHGMXUCAH |  | Base Product | Ultra Low Loss (ULL) Singlemode MPO12 (Pinned) to Unconnectorized, Armored Pre-terminated Trunk Cable, 48-Fiber, Plenum | CommScope® | SYSTIMAX InstaPATCH® 360 |  | Fiber trunk cable assembly
UHGMXUCAL |  | Base Product | Ultra Low Loss (ULL) Singlemode MPO12 (Pinned) to Unconnectorized, Armored Pre-terminated Trunk Cable, 96-Fiber, Plenum | CommScope® | SYSTIMAX InstaPATCH® 360 |  | Fiber trunk cable assembly
UHGMXUCAM |  | Base Product | Ultra Low Loss (ULL) Singlemode MPO12 (Pinned) to Unconnectorized, Armored Pre-terminated Trunk Cable, 144-Fiber, Plenum | CommScope® | SYSTIMAX InstaPATCH® 360 |  | Fiber trunk cable assembly
UHGMPMXAF |  | Base Product | Ultra Low Loss (ULL) Singlemode MPO12 (Unpinned) to MPO12 (Pinned), Armored Pre-terminated Trunk Cable, 24-Fiber, Plenum | CommScope® | SYSTIMAX InstaPATCH® 360 |  | Fiber trunk cable assembly
UHGMPMXAG |  | Base Product | Ultra Low Loss (ULL) Singlemode MPO12 (Unpinned) to MPO12 (Pinned), Armored Pre-terminated Trunk Cable, 36-Fiber, Plenum | CommScope® | SYSTIMAX InstaPATCH® 360 |  | Fiber trunk cable assembly
UHGMPMXAH |  | Base Product | Ultra Low Loss (ULL) Singlemode MPO12 (Unpinned) to MPO12 (Pinned), Armored Pre-terminated Trunk Cable, 48-Fiber, Plenum | CommScope® | SYSTIMAX InstaPATCH® 360 |  | Fiber trunk cable assembly
UHGMPMXAM |  | Base Product | Ultra Low Loss (ULL) Singlemode MPO12 (Unpinned) to MPO12 (Pinned), Armored Pre-terminated Trunk Cable, 144-Fiber, Plenum | CommScope® | SYSTIMAX InstaPATCH® 360 |  | Fiber trunk cable assembly |  | Discontinued
UKXMXMXAH |  | Base Product | Ultra Low Loss (ULL) Multimode OM4 MPO12 (Pinned) to MPO12 (Pinned), Armored Pre-terminated Trunk Cable, 48-Fiber, Low Smoke Zero Halogen (LSZH) | CommScope® | SYSTIMAX ULL |  | Fiber trunk cable assembly |  | Discontinued
UKXMXMXAL |  | Base Product | Ultra Low Loss (ULL) Multimode OM4 MPO12 (Pinned) to MPO12 (Pinned), Armored Pre-terminated Trunk Cable, 96-Fiber, Low Smoke Zero Halogen (LSZH) | CommScope® | SYSTIMAX ULL |  | Fiber trunk cable assembly |  | Discontinued
UKXMXUCAD |  | Base Product | Ultra Low Loss (ULL) Multimode OM4 MPO12 (Pinned) to Unconnectorized, Armored Pre-terminated Trunk Cable, 12-Fiber, Low Smoke Zero Halogen (LSZH) | CommScope® | SYSTIMAX ULL |  | Fiber trunk cable assembly
FEWL4L442 |  | Base Product | Singlemode LC/UPC Keyed Green to LC/UPC Keyed Green Fiber Patch Cord, 1.6 mm Duplex, Riser | CommScope® | SYSTIMAX InstaPATCH® 360 | FEW | Fiber patch cord ¦ duplex
FEWL7LC21 |  | Base Product | Singlemode LC/UPC Keyed Brown to LC/UPC Fiber Patch Cord, 1.6 mm Simplex, Riser | CommScope® | SYSTIMAX InstaPATCH® 360 | FEW | Fiber patch cord ¦ simplex
FEWL5LC21 |  | Base Product | Singlemode LC/UPC Keyed Orange to LC/UPC Fiber Patch Cord, 1.6 mm Simplex, Riser | CommScope® | SYSTIMAX InstaPATCH® 360 | FEW | Fiber patch cord ¦ simplex
FEWL1SC42 |  | Base Product | Singlemode LC/UPC Keyed Red to SC/UPC, Fiber Patch Cord, 1.6 mm Duplex, Riser | CommScope® | SYSTIMAX InstaPATCH® 360 | FEW | Fiber patch cord ¦ duplex
FEWL4LC21 |  | Base Product | Singlemode LC/UPC Keyed Green to LC/UPC Fiber Patch Cord, 1.6 mm Simplex, Riser | CommScope® | SYSTIMAX InstaPATCH® 360 | FEW | Fiber patch cord ¦ simplex
FEWL7LC42 |  | Base Product | Singlemode LC/UPC Keyed Brown to LC/UPC Fiber Patch Cord, 1.6 mm Duplex, Riser | CommScope® | SYSTIMAX InstaPATCH® 360 | FEW | Fiber patch cord ¦ duplex
FEWL3LC21 |  | Base Product | Singlemode LC/UPC Keyed Blue to LC/UPC Fiber Patch Cord, 1.6 mm Simplex, Riser | CommScope® | SYSTIMAX InstaPATCH® 360 | FEW | Fiber patch cord ¦ simplex
FEWL5LC42 |  | Base Product | Singlemode LC/UPC Keyed Orange to LC/UPC Fiber Patch Cord, 1.6 mm Duplex, Riser | CommScope® | SYSTIMAX InstaPATCH® 360 | FEW | Fiber patch cord ¦ duplex
FEWL4LC42 |  | Base Product | Singlemode LC/UPC Keyed Green to LC/UPC Fiber Patch Cord, 1.6 mm Duplex, Riser | CommScope® | SYSTIMAX InstaPATCH® 360 | FEW | Fiber patch cord ¦ duplex
FEWL7SC21 |  | Base Product | Singlemode LC/UPC Keyed Brown to SC/UPC Fiber Patch Cord, 1.6 mm Simplex, Riser | CommScope® | SYSTIMAX InstaPATCH® 360 | FEW | Fiber patch cord ¦ simplex
360-IP-PANELS |  | Base Product | SYSTIMAX 360™ iPatch® Series Panels | SYSTIMAX® | iPatch® |  | RJ45 patch panel
FQWMPMXGD |  | Base Product | Singlemode MPO (Unpinned) to MPO (Pinned), InstaPATCH® 360 Array Cord, 12-Fiber, Plenum | CommScope® | SYSTIMAX InstaPATCH® 360 |  | Fiber array cable assembly
FQWMPSCGD |  | Base Product | Singlemode MPO (Unpinned) to SC/UPC, InstaPATCH® 360 Array Cord, 12-Fiber, Plenum | CommScope® | SYSTIMAX InstaPATCH® 360 |  | Fiber array cable assembly
FQXMPMXHF |  | Base Product | LazrSPEED® 550 OM4, MPO/12(Unpinned) to MPO/12(Pinned), 24-Fiber, Plenum array cord | CommScope® | SYSTIMAX InstaPATCH® 360 |  | Fiber array cable assembly
FQWMXMXGD |  | Base Product | Singlemode MPO (Pinned) to MPO (Pinned), InstaPATCH® 360 Array Cord, 12-Fiber, Plenum | CommScope® | SYSTIMAX InstaPATCH® 360 |  | Fiber array cable assembly
FQXMPLCGD |  | Base Product | OM4 MPO (Unpinned) to LC/UPC, InstaPATCH® 360 Array Cord, 12-Fiber, Plenum | CommScope® | SYSTIMAX InstaPATCH® 360 |  | Fiber array cable assembly
FQWMQMPGD |  | Base Product | Singlemode MPO (Equipment) to MPO (Unpinned), InstaPATCH® 360 Array Cord, 12-Fiber, Plenum | CommScope® | SYSTIMAX InstaPATCH® 360 |  | Fiber array cable assembly
FQWMXSCGD |  | Base Product | Singlemode MPO (Pinned) to SC/UPC, InstaPATCH® 360 Array Cord, 12-Fiber, Plenum | CommScope® | SYSTIMAX InstaPATCH® 360 |  | Fiber array cable assembly
FQXMXMXHF |  | Base Product | LazrSPEED® 550 OM4, MPO/12(Pinned) to MPO/12(Pinned), 24-Fiber, Plenum array cord | CommScope® | SYSTIMAX InstaPATCH® 360 |  | Fiber array cable assembly
FQXMXSCGD |  | Base Product | OM4 MPO (Pinned) to SC/UPC, InstaPATCH® 360 Array Cord, 12-Fiber, Plenum | CommScope® | SYSTIMAX InstaPATCH® 360 |  | Fiber array cable assembly
FQWMQMXGD |  | Base Product | Singlemode MPO (Equipment) to MPO (Pinned), InstaPATCH® 360 Array Cord, 12-Fiber, Plenum | CommScope® | SYSTIMAX InstaPATCH® 360 |  | Fiber array cable assembly
FQXMXMXGD |  | Base Product | OM4 MPO (Pinned) to MPO (Pinned), InstaPATCH® 360 Array Cord, 12-Fiber, Plenum | CommScope® | SYSTIMAX InstaPATCH® 360 |  | Fiber array cable assembly
FQXMPMPHF |  | Base Product | LazrSPEED® 550 OM4, MPO/12(Unpinned) to MPO/12(Unpinned), 24-Fiber, Plenum array cord | CommScope® | SYSTIMAX InstaPATCH® 360 |  | Fiber array cable assembly
FRWMPSCGD |  | Base Product | Singlemode MPO (Unpinned) to SC/UPC, InstaPATCH® 360 Array Cord, 12-Fiber, Low Smoke Zero Halogen | CommScope® | SYSTIMAX InstaPATCH® 360 |  | Fiber array cable assembly
FRVMPMPGD |  | Base Product | OM5 MPO (Unpinned) to MPO (Unpinned), InstaPATCH® 360 Array Cord, 12-Fiber, Low Smoke Zero Halogen | CommScope® | SYSTIMAX InstaPATCH® 360 |  | Fiber array cable assembly
FRVMPMXGD |  | Base Product | OM5 MPO (Unpinned) to MPO (Pinned), InstaPATCH® 360 Array Cord, 12-Fiber, Low Smoke Zero Halogen | CommScope® | SYSTIMAX InstaPATCH® 360 |  | Fiber array cable assembly
FRWMPLCGD |  | Base Product | Singlemode MPO (Unpinned) to LC/UPC, InstaPATCH® 360 Array Cord, 12-Fiber, Low Smoke Zero Halogen | CommScope® | SYSTIMAX InstaPATCH® 360 |  | Fiber array cable assembly
FRXMXMXGD |  | Base Product | OM4 MPO (Pinned) to MPO (Pinned), InstaPATCH® 360 Array Cord, 12-Fiber, Low Smoke Zero Halogen | CommScope® | SYSTIMAX InstaPATCH® 360 |  | Fiber array cable assembly
FRWMPMPGD |  | Base Product | Singlemode MPO (Unpinned) to MPO (Unpinned), InstaPATCH® 360 Array Cord, 12-Fiber, Low Smoke Zero Halogen | CommScope® | SYSTIMAX InstaPATCH® 360 |  | Fiber array cable assembly
FRXMPSCGD |  | Base Product | OM4 MPO (Unpinned) to SC/UPC, InstaPATCH® 360 Array Cord, 12-Fiber, Low Smoke Zero Halogen | CommScope® | SYSTIMAX InstaPATCH® 360 |  | Fiber array cable assembly
FRXMXMXHF |  | Base Product | LazrSPEED® 550 OM4, MPO/12(Pinned) to MPO/12(Pinned), 24-Fiber, LSZH array cord | CommScope® | SYSTIMAX InstaPATCH® 360 |  | Fiber array cable assembly
FRWMPMXGD |  | Base Product | Singlemode MPO (Unpinned) to MPO (Pinned), InstaPATCH® 360 Array Cord, 12-Fiber, Low Smoke Zero Halogen | CommScope® | SYSTIMAX InstaPATCH® 360 |  | Fiber array cable assembly
FRXMXSCGD |  | Base Product | OM4 MPO (Pinned) to SC/UPC, InstaPATCH® 360 Array Cord, 12-Fiber, Low Smoke Zero Halogen | CommScope® | SYSTIMAX InstaPATCH® 360 |  | Fiber array cable assembly
FRXMPLCGD |  | Base Product | OM4 MPO (Unpinned) to LC/UPC, InstaPATCH® 360 Array Cord, 12-Fiber, Low Smoke Zero Halogen | CommScope® | SYSTIMAX InstaPATCH® 360 |  | Fiber array cable assembly
MGS400 |  | Base Product | GigaSPEED XL® M-Series Modular Jack, RJ45, Cat6 Unshielded | SYSTIMAX® | GigaSPEED XL® | MGS400 | Modular jack
U3GMPMXAF |  | Base Product | Ultra Low Loss (ULL) Singlemode MPO12 (Unpinned) to MPO12 (Pinned), Fiber Trunk Cable Assembly, 24-Fiber, Low Smoke Zero Halogen | CommScope® | SYSTIMAX ULL |  | Fiber trunk cable assembly |  | Discontinued
U3GMPMXAG |  | Base Product | Ultra Low Loss (ULL) Singlemode MPO12 (Unpinned) to MPO12 (Pinned), Fiber Trunk Cable Assembly, 36-Fiber, Low Smoke Zero Halogen (LSZH) | CommScope® | SYSTIMAX ULL |  | Fiber trunk cable assembly |  | Discontinued
U3GMPMXCH |  | Base Product | Ultra Low Loss ULL TeraSPEED® MPO(Unpinned) to MPO(Pinned) Pre-terminated Trunk Cable, MPO12, 48-Fiber, LSZH, 12 fiber PmP 2.0 mm /B2ca | CommScope® | SYSTIMAX ULL |  | Fiber trunk cable assembly
U3GMPMPCG |  | Base Product | Ultra Low Loss ULL TeraSPEED® MPO(Unpinned) to MPO(Unpinned) Pre-terminated Trunk Cable, MPO12, 36-Fiber, LSZH, 12 fiber PmP 2.0 mm /B2ca | CommScope® | SYSTIMAX ULL |  | Fiber trunk cable assembly
U3GMPMXAH |  | Base Product | Ultra Low Loss (ULL) Singlemode MPO12 (Unpinned) to MPO12 (Pinned), Fiber Trunk Cable Assembly, 48-Fiber, Low Smoke Zero Halogen (LSZH) | CommScope® | SYSTIMAX ULL |  | Fiber trunk cable assembly |  | Discontinued
U3GMPMPCH |  | Base Product | Ultra Low Loss ULL TeraSPEED® MPO(Unpinned) to MPO(Unpinned) Pre-terminated Trunk Cable, MPO12, 48-Fiber, LSZH, 12 fiber PmP 2.0 mm /B2ca | CommScope® | SYSTIMAX ULL |  | Fiber trunk cable assembly
U3GMPMPCK |  | Base Product | Ultra Low Loss ULL TeraSPEED® MPO(Unpinned) to MPO(Unpinned) Pre-terminated Trunk Cable, MPO12, 72-Fiber, LSZH, 12 fiber PmP 2.0 mm /B2ca | CommScope® | SYSTIMAX ULL |  | Fiber trunk cable assembly
U3GMPMXCL |  | Base Product | Ultra Low Loss ULL TeraSPEED® MPO(Unpinned) to MPO(Pinned) Pre-terminated Trunk Cable, MPO12, 96-Fiber, LSZH, 12 fiber PmP 2.0 mm /B2ca | CommScope® | SYSTIMAX ULL |  | Fiber trunk cable assembly
U3GMPMXAM |  | Base Product | Ultra Low Loss (ULL) Singlemode MPO12 (Unpinned) to MPO12 (Pinned), Fiber Trunk Cable Assembly, 144-Fiber, Low Smoke Zero Halogen (LSZH) | CommScope® | SYSTIMAX ULL |  | Fiber trunk cable assembly |  | Discontinued
U3GMPMPAD |  | Base Product | Ultra Low Loss (ULL) Singlemode MPO (Unpinned) to MPO (Unpinned) Fiber Trunk Cable Assembly, 12-Fiber, CPR Class B2ca, Low Smoke Zero Halogen/Riser | CommScope® | SYSTIMAX ULL |  | Fiber trunk cable assembly |  | Discontinued
U3GMXMXCD |  | Base Product | Ultra Low Loss ULL TeraSPEED® MPO(Pinned) to MPO(Pinned) Pre-terminated Trunk Cable, MPO12, 12-Fiber, LSZH, 12 fiber PmP 2.0 mm /B2ca | CommScope® | SYSTIMAX ULL |  | Fiber trunk cable assembly
U3GMPMXCM |  | Base Product | Ultra Low Loss ULL TeraSPEED® MPO(Unpinned) to MPO(Pinned) Pre-terminated Trunk Cable, MPO12, 144-Fiber, LSZH, 12 fiber PmP 2.0 mm /B2ca | CommScope® | SYSTIMAX ULL |  | Fiber trunk cable assembly
U3GMPMPCM |  | Base Product | Ultra Low Loss ULL TeraSPEED® MPO(Unpinned) to MPO(Unpinned) Pre-terminated Trunk Cable, MPO12, 144-Fiber, LSZH, 12 fiber PmP 2.0 mm /B2ca | CommScope® | SYSTIMAX ULL |  | Fiber trunk cable assembly
U3GMPMPAF |  | Base Product | Ultra Low Loss (ULL) Singlemode MPO12 (Unpinned) to MPO12 (Unpinned), Fiber Trunk Cable Assembly, 24-Fiber, CPR Class B2ca, Low Smoke Zero Halogen/Riser | CommScope® | SYSTIMAX ULL |  | Fiber trunk cable assembly |  | Discontinued
U3GMXMXCF |  | Base Product | Ultra Low Loss ULL TeraSPEED® MPO(Pinned) to MPO(Pinned) Pre-terminated Trunk Cable, MPO12, 24-Fiber, LSZH, 12 fiber PmP 2.0 mm /B2ca. | CommScope® | SYSTIMAX ULL |  | Fiber trunk cable assembly
U3GMPMXCF |  | Base Product | Ultra Low Loss ULL TeraSPEED® MPO(Unpinned) to MPO(Pinned) Pre-terminated Trunk Cable, MPO12, 24-Fiber, LSZH, 12 fiber PmP 2.0 mm /B2ca | CommScope® | SYSTIMAX ULL |  | Fiber trunk cable assembly
U3GMXUCAH |  | Base Product | Ultra Low Loss (ULL) Singlemode MPO (Pinned) to Unconnectorized, Fiber Trunk Cable Assembly, 48-Fiber, CPR Class B2ca, Low Smoke Zero Halogen/Riser | CommScope® | SYSTIMAX ULL |  | Fiber trunk cable assembly |  | Discontinued
U3GMXMXAD |  | Base Product | Ultra Low Loss (ULL) Singlemode MPO12 (Pinned) to MPO12 (Pinned), Fiber Trunk Cable Assembly, 12-Fiber, Low Smoke Zero Halogen | CommScope® | SYSTIMAX ULL |  | Fiber trunk cable assembly |  | Discontinued
U3GMPMPAH |  | Base Product | Ultra Low Loss (ULL) Singlemode MPO12 (Unpinned) to MPO12 (Unpinned), Fiber Trunk Cable Assembly, 48-Fiber, CPR Class B2ca, Low Smoke Zero Halogen (LSZH)/Riser | CommScope® | SYSTIMAX ULL |  | Fiber trunk cable assembly |  | Discontinued
U3GMPMXCG |  | Base Product | Ultra Low Loss ULL TeraSPEED® MPO(Unpinned) to MPO(Pinned) Pre-terminated Trunk Cable, MPO12, 36-Fiber, LSZH, 12 fiber PmP 2.0 mm /B2ca | CommScope® | SYSTIMAX ULL |  | Fiber trunk cable assembly
U3GMXMXCH |  | Base Product | Ultra Low Loss ULL TeraSPEED® MPO(Pinned) to MPO(Pinned) Pre-terminated Trunk Cable, MPO12, 48-Fiber, LSZH, 12 fiber PmP 2.0 mm /B2ca | CommScope® | SYSTIMAX ULL |  | Fiber trunk cable assembly
U3GMXUCAL |  | Base Product | Ultra Low Loss (ULL) Singlemode MPO12 (Pinned) to Unconnectorized, Fiber Trunk Cable Assembly, 96-Fiber, CPR Class B2ca, Low Smoke Zero Halogen/Riser | CommScope® | SYSTIMAX ULL |  | Fiber trunk cable assembly |  | Discontinued
U3GMPMPAK |  | Base Product | Ultra Low Loss (ULL) Singlemode MPO12 (Unpinned) to MPO12 (Unpinned), Fiber Trunk Cable Assembly, 72-Fiber, CPR Class B2ca, Low Smoke Zero Halogen/Riser | CommScope® | SYSTIMAX ULL |  | Fiber trunk cable assembly |  | Discontinued
U3GQXQXQ8 |  | Base Product | Ultra Low Loss (ULL) Singlemode MPO8 QSFP (Pinned) to MPO8 QSFP (Pinned), Fiber Trunk Cable Assembly, 8-Fiber, Low Smoke Zero Halogen | CommScope® | SYSTIMAX ULL |  | Fiber trunk cable assembly |  | Discontinued
U3GMXMXAG |  | Base Product | Ultra Low Loss (ULL) Singlemode MPO12 (Pinned) to MPO12 (Pinned), Fiber Trunk Cable Assembly, 36-Fiber, Low Smoke Zero Halogen (LSZH) | CommScope® | SYSTIMAX ULL |  | Fiber trunk cable assembly |  | Discontinued
U3GMPUCAF |  | Base Product | Ultra Low Loss (ULL) Singlemode MPO12 (Unpinned) to Unconnectorized, Fiber Trunk Cable Assembly, 24-Fiber, CPR Class B2ca, Low Smoke Zero Halogen/Riser | CommScope® | SYSTIMAX ULL |  | Fiber trunk cable assembly |  | Discontinued
760240294 | EHD-1U-NG4VAM | Variant of EHD-PANELS | SYSTIMAX® EHD 1U sliding tray fiber panel with front access only. Accepts (6) single high NG4 VAM style modules (front connectors only). | CommScope® |  | EHD | Fiber VAM panel
760259242 | 360-IP-SMOD-6A-1U-24 | Variant of 360-MOD-PANELS | SYSTIMAX 360™ Intelligent Shielded Modular Panel, Cat 6A, 1U, 24 port, Silver | SYSTIMAX® | imVision® |  | Copper patch panel
760259243 | 360-IP-SMOD-A-6A-1U-24 | Variant of 360-MOD-PANELS | SYSTIMAX 360™ Intelligent Shielded Angled Modular Panel, Cat 6A, 1U, 24 port, Silver | SYSTIMAX® | imVision® |  | Copper patch panel
760259245 | 360-IP-SMOD-A-1U-24 | Variant of 360-MOD-PANELS | SYSTIMAX 360™ Intelligent Shielded Angled Modular Panel, Empty, 1U, 24 port, Silver | SYSTIMAX® | imVision® |  | Copper patch panel
760259757 | 2091SDB YEL C6A 4/23 U/UTP W1000 | Variant of 2091SDB | GigaSPEED X10D® 2091SDB ETL verified Category 6A U/UTP Cable, plenum, yellow jacket, 4 pair count, 1000 ft (305 m) length, We-Tote Box | SYSTIMAX® | GigaSPEED X10D® |  | Twisted pair cable
760259802 | 3073A-C BLU C6 4/21 U/UTP R1000 | Variant of 3073A | GigaREACH™ XL 3073A-C Category 6 U/UTP Cable, low smoke zero halogen, blue jacket, 4 pair count, 1000 ft (305 m) length, reel | SYSTIMAX® | GigaREACH™ XL |  | Twisted pair cable |  | Discontinued
2105081-1 |  | Variant of 2105081 | Fiber Optic Patch Cord, Simplex, 0.9mm, LSZH, Singlemode, LC/UPC to LC/UPC, Yellow, 1 m | CommScope® |  | 210 | Fiber patch cord ¦ simplex
2105081-2 |  | Variant of 2105081 | Fiber Optic Patch Cord, Simplex, 0.9mm, LSZH, Singlemode, LC/UPC to LC/UPC, Yellow, 2 m | CommScope® |  | 210 | Fiber patch cord ¦ simplex
2105081-3 |  | Variant of 2105081 | Fiber Optic Patch Cord, Simplex, 0.9mm, LSZH, Singlemode, LC/UPC to LC/UPC, Yellow, 3 m | CommScope® |  | 210 | Fiber patch cord ¦ simplex
2105081-5 |  | Variant of 2105081 | Fiber Optic Patch Cord, Simplex, 0.9mm, LSZH, Singlemode, LC/UPC to LC/UPC, Yellow, 5 m | CommScope® |  | 210 | Fiber patch cord ¦ simplex
2105082-1 |  | Variant of 2105082 | Fiber Optic Patch Cord, Simplex, 0.9mm, LSZH, Singlemode, SC/UPC to SC/UPC, Yellow, 1 m | CommScope® |  | 210 | Fiber patch cord ¦ simplex
760258523 |  | Variant | 3296A-B Category 6A F/FTP Cable, low smoke zero halogen, blue jacket, 4 pair count, 1640 ft (500 m) length, reel | SYSTIMAX® |  |  | Twisted pair cable
UTG760259399 | 3091B-B-UTG WHT C6A 4/23 U/UTP W1000 | Variant of 3091B-UTG | GigaSPEED X10D® 3091B-B-UTG ETL Verified Category 6A U/UTP Cable, white jacket, 4 pair count, 1000 ft (305 m) length, WE TOTE® box | SYSTIMAX® | GigaSPEED X10D® |  | Twisted pair cable
760258356 | PPL-FA-4U-HCM | Variant of PROPEL-XFRAME-PANELS | Propel 4RU front access fiber panel for Propel XFrame. Accepts 24, 16 fiber or 48, 8 fiber Propel ULL modules, splice cassettes or 8 port/4 port adapter packs | CommScope® | Propel | PPL | Fiber patch panel
6536880-1 |  | Variant of 6536880 | Fiber Optic Pigtail, Simplex, Singlemode, LC/UPC to Stub, 1 m | CommScope® |  |  | Fiber pigtail ¦ unjacketed
4286104/10 | 5NF4 BLACK REEL | Variant of 5NF4 | 5NF4 Category 5e U/UTP filled Cable, outdoor direct burial, black jacket, 4 pair count, 1000 ft (305 m) length, reel | CommScope® |  |  | Twisted pair cable
4286144/60 | 5NF4 BLACK REEL 6K | Variant of 5NF4 | 5NF4 Category 5e U/UTP filled Cable, outdoor direct burial, black jacket, 4 pair count, 6000 ft (1829 m) length, reel | CommScope® |  |  | Twisted pair cable
760259359 | 3073A-B BLU C6 4/21 U/UTP R3000 | Variant of 3073A | GigaREACH™ XL 3073A-B Category 6 U/UTP Cable, low smoke zero halogen, blue jacket, 4 pair count, 3000 ft (915 m) length, reel | SYSTIMAX® | GigaREACH™ XL |  | Twisted pair cable
760259360 | 3073A-B WHT C6 4/21 U/UTP R3000 | Variant of 3073A | GigaREACH™ XL 3073A-B Category 6 U/UTP Cable, low smoke zero halogen, white jacket, 4 pair count, 3000 ft (915 m) length, reel | SYSTIMAX® | GigaREACH™ XL |  | Twisted pair cable
760261836 | MGS400-P.WH-100 | Variant of MGS400 | GigaSPEED XL® M-Series Modular Jack, RJ45, Cat6 Unshielded, ProWhite (100 ea/pkg) | SYSTIMAX® | GigaSPEED XL® | MGS400 | Modular jack
2160742-2 | OCP-L2-02MASEN-XX-(12COL) | Variant of OCP | Fiber Optic Pigtail, Simplex, Singlemode, LC/APC to Stub, 0.9 mm diameter, multicolor, 2 m |  |  | OCP | Fiber pigtail ¦ jacketed
106836950 | 1061C SL 4/24 W1000 | Variant of 1061C | PowerSUM 1061C ETL Verified Category 5e U/UTP Cable, non-plenum CM rated, slate jacket, 4 pair count, 1000 ft (305 m) length, WE TOTE® box | SYSTIMAX® | PowerSUM |  | Twisted pair cable
106871809 | 1061C LB 4/24 W1000 | Variant of 1061C | PowerSUM 1061C ETL Verified Category 5e U/UTP Cable, non-plenum CM rated, light blue jacket, 4 pair count, 1000 ft (305 m) length, WE TOTE® box | SYSTIMAX® | PowerSUM |  | Twisted pair cable
106926363 | 1061C RD 4/24 W1000 | Variant of 1061C | PowerSUM 1061C ETL Verified Category 5e U/UTP Cable, non-plenum CM rated, red jacket, 4 pair count, 1000 ft (305 m) length, WE TOTE® box | SYSTIMAX® | PowerSUM |  | Twisted pair cable
107251696 | 1061B BL 4/24 W1000 | Variant of 1061B | PowerSUM 1061B ETL Verified Category 5e U/UTP Cable, non-plenum CMR rated, blue jacket, 4 pair count, 1000 ft (305 m) length, WE TOTE® box | SYSTIMAX® | PowerSUM |  | Twisted pair cable
107091936 | 1061B SL 4/24 W1000 | Variant of 1061B | PowerSUM 1061B ETL Verified Category 5e U/UTP Cable, non-plenum CMR rated, slate jacket, 4 pair count, 1000 ft (305 m) length, WE TOTE® box | SYSTIMAX® | PowerSUM |  | Twisted pair cable
760237997 | EHD12-DM-24LC-LS-AS-ULL | Variant of EHD-MODULES | EHD ULL Multimode OM4,MPO-12 distribution module, 24LC to 2x12f MPOs pinned, dust plugs | CommScope® |  | EHD | Fiber module
760237998 | EHD12-DM-24LC-LS-AF-ULL | Variant of EHD-MODULES | EHD ULL Multimode OM4, MPO-12 distribution module, 24LC to 2x12f MPOs pinned, dust plugs | CommScope® |  | EHD | Fiber module
760238084 | DM08iP-24LC-SM-ULL | Variant of G2-MODULES | G2 ULL Singlemode MPO-8 Distribution Module, 3x8F MPO unpinned to 24F LC Blue, Method B Enhanced, iPatch Ready | CommScope® | SYSTIMAX ULL ¦ TeraSPEED® |  | Fiber module
760237992 | EHD12-DM-24LC-SM-B-ULL | Variant of EHD-MODULES | EHD ULL Singlemode MPO-12 distribution module, 24LC to 2x12f MPOs unpinned, dust plugs | CommScope® | SYSTIMAX ULL | EHD | Fiber module
760238001 | EHD12-DM-24LA-SM-AS-LL | Variant of EHD-MODULES | EHD LL Singlemode MPO-12 distribution module, 24LC to 2x12f MPOs pinned, dust plugs | CommScope® |  | EHD | Fiber module
760238838 | DM12-12LC-LS-ULL | Variant of G2-MODULES | G2 ULL Multimode OM4 MPO-12 Distribution Module, 12LC to 1X12f MPOs unpinned, internal shutters | CommScope® | SYSTIMAX ULL | G2 | Fiber module
760238894 | EHD12-DM-24LC-SM-B-ULLM | Variant of EHD-MODULES | EHD ULL Singlemode MPO-12 distribution module, 24LC to 2x12f MPOs pinned, dust plugs | CommScope® | SYSTIMAX ULL | EHD | Fiber module
760239074 | UDS-2U-BK-LC-A-ULL | Variant of UDS-PANELS | UDS 2RU splice panel, 144 duplex LC/UPC ports, Method A | CommScope® |  | UDS | Fiber patch/splice panel
760238950 | FD-8-2U-A | Variant of FD-PANELS | 2RU patch panel which interfaces with QSFP ports to easily break them out in LC connections. The MPO and LC ports are both front facing for easy mapping and patching. 20 singlemode MPO-8 pinned and 80 duplex shuttered LC ports, Method A | CommScope® |  | FD | Fiber patch panel
760239075 | UDS-2U-WH-LC-A-ULL | Variant of UDS-PANELS | UDS 2RU splice panel, 144 duplex LC/UPC ports, Method A, ULL | CommScope® |  | UDS | Fiber patch/splice panel
760242455 | EPX-1U-MOD-DRW (AGL-1U-DRW-SL) | Variant of EPX-PANELS | EPX 1U sliding drawer panel, accepts (4) G2 modules or adapter packs providing up to 48 duplex LC or 32 MPO ports | CommScope® |  | EPX | Fiber patch panel
760242499 | DM12-12LC-SM-AF | Variant of G2-MODULES | G2 MPOptimate® Singlemode MPO-12 Distribution Module, 12LC to 1x12f MPO pinned , internal shutters | CommScope® |  | G2 | Fiber module
760242500 | DM12-24LC-SM-AS | Variant of G2-MODULES | G2 MPOptimate® Singlemode MPO-12 Distribution Module, 24LC to 2x12f MPO's pinned, internal shutters | CommScope® |  | G2 | Fiber module
760242501 | DM12-24LC-SM-AF | Variant of G2-MODULES | G2 MPOptimate® Singlemode MPO-12 Distribution Module, 24LC to 2x12f MPO's pinned, internal shutters | CommScope® |  | G2 | Fiber module
760242493 | DM12-12LC-LS-AS | Variant of G2-MODULES | G2 MPOptimate® Multimode OM4 MPO-12 Distribution Module, 12LC to 1x12f MPO pinned, internal shutters | CommScope® |  | G2 | Fiber module
760242454 | EPX-1U-MOD-OPEN-ANG (AGL-1U-ANG-SL) | Variant of EPX-PANELS | EPX 1U angled sliding panel, accepts (4) G2 modules or adapter packs providing up to 48 duplex LC or 32 MPO ports | CommScope® |  | EPX | Fiber patch panel
760242496 | DM12-24LC-LS-AF | Variant of G2-MODULES | G2 MPOptimate® Multimode OM4 MPO-12 Distribution Module, 24LC to 2x12f MPO's pinned, internal shutters | CommScope® |  | G2 | Fiber module
760242498 | DM12-12LC-SM-AS | Variant of G2-MODULES | G2 MPOptimate® Singlemode MPO-12 Distribution Module, 12LC to 1x12f MPO pinned , internal shutters | CommScope® |  | G2 | Fiber module
760242969 | 360DMiP-12LC-WB | Variant of G2-MODULES | InstaPATCH® 360 Multimode OM5 WideBand Module, 12 LC fibers (6 duplex ports), Lime Green, iPatch Ready | CommScope® |  |  | Fiber module
760242971 | 360DMiP-24LC-LS | Variant of G2-MODULES | InstaPATCH® 360 LazrSPEED® Standard Module, 24 LC fibers (12 duplex ports), Aqua, iPatch Ready | CommScope® |  |  | Fiber module
760242974 | 360DMiP-24LCA-SM | Variant of G2-MODULES | G2 Singlemode APC Module, 24 LC fibers (12 duplex ports) ,iPatch Ready | CommScope® |  |  | Fiber module
760242967 | 360DMiP-12LC-LS | Variant of G2-MODULES | InstaPATCH® 360 LazrSPEED® Standard Module, 12 LC fibers (6 duplex ports), Aqua, iPatch Ready | CommScope® |  |  | Fiber module
760243045 | DM12iP-12LC-WB-ULL | Variant of G2-MODULES | G2 ULL Multimode OM5 MPO-12 Distribution Module, 1x12F MPO unpinned to 12F LC Lime Green, Method B Enhanced, iPatch Ready | CommScope® | SYSTIMAX ULL |  | Fiber module
760239076 | UDS-2U-BK-LC-B-ULL | Variant of UDS-PANELS | UDS 2RU splice panel, 144 duplex LC/UPC ports, Enhanced Method B, ULL | CommScope® |  | UDS | Fiber patch/splice panel
760239067 | UDS-2U-WH-LA-A | Variant of UDS-PANELS | UDS 2RU splice panel, 144 duplex LC/APC ports, Method A | CommScope® |  | UDS | Fiber patch/splice panel
760239068 | UDS-2U-BK-LA-B | Variant of UDS-PANELS | UDS 2RU splice panel, 144 duplex LC/APC ports, Enhanced Method B | CommScope® |  | UDS | Fiber patch/splice panel
760239077 | UDS-2U-WH-LC-B-ULL | Variant of UDS-PANELS | UDS 2RU splice panel, 144 duplex LC/UPC ports, Enhanced Method B, ULL | CommScope® |  | UDS | Fiber patch/splice panel
760239069 | UDS-2U-WH-LA-B | Variant of UDS-PANELS | UDS 2RU splice panel, 144 duplex LC/APC ports, Enhanced Method B | CommScope® |  | UDS | Fiber patch/splice panel
760239070 | UDS-6U-BK-LA-A | Variant of UDS-PANELS | UDS 6RU splice panel, 432 duplex LC/APC ports, Method A | CommScope® |  | UDS | Fiber patch/splice panel
760239080 | UDS-6U-BK-LC-B-ULL | Variant of UDS-PANELS | UDS 6RU splice panel, 432 duplex LC/UPC ports, Enhanced Method B, ULL | CommScope® |  | UDS | Fiber patch/splice panel
760239071 | UDS-6U-WH-LA-A | Variant of UDS-PANELS | UDS 6RU splice panel, 432 duplex LC/APC ports, Method A | CommScope® |  | UDS | Fiber patch/splice panel
760239072 | UDS-6U-BK-LA-B | Variant of UDS-PANELS | UDS 6RU splice panel, 432 duplex LC/APC ports, Enhanced Method B | CommScope® |  | UDS | Fiber patch/splice panel
760239367 | EHD12-DM-24LC-LS-B-ULLM | Variant of EHD-MODULES | EHD ULL Multimode OM4 MPO-12 distribution module, 24LC to 2x12f MPOs pinned, dust plugs | CommScope® | SYSTIMAX ULL | EHD | Fiber module
760239559 | HD-SP-iP-1U-96F-LC-DP | Variant of HD-PANELS | HD SP iPATCH 1U 96F-LC Distribution Panel | CommScope® | iPatch® ¦ imVision® | HD | Fiber patch panel
760239707 | 360-1100-E-1U | Variant of 360-DM-PANELS | SYSTIMAX 360™ 1100 Evolve 1U Empty Panel | SYSTIMAX® |  | NA | Patch panel
760240220 | 1091SD WHT C6A 4/23 U/UTP R1000 | Variant of 1091SD | GigaSPEED X10D® 1091SD ETL Verified Category 6A U/UTP Cable, white jacket, 4 pair count, 1000 ft (305 m) length, reel | SYSTIMAX® | GigaSPEED X10D® |  | Twisted pair cable
760240218 | 1091SD BLU C6A 4/23 U/UTP R1000 | Variant of 1091SD | SYSTIMAX GigaSPEED X10D® 1091SD ETL Verified Category 6A U/UTP Cable, blue jacket, 4 pair count, 1000 ft (305 m) length, reel | SYSTIMAX® | GigaSPEED X10D® |  | Twisted pair cable
760240219 | 1091SD BLU C6A 4/23 U/UTP R3000 | Variant of 1091SD | GigaSPEED X10D® 1091SD ETL Verified Category 6A U/UTP Cable, blue jacket, 4 pair count, 3000 ft (914 m) length, reel | SYSTIMAX® | GigaSPEED X10D® |  | Twisted pair cable
760241533 | FD-8-2U-B | Variant of FD-PANELS | 2RU patch panel which interfaces with MPO-8 ports including QSFP to easily break them out into LC connections. The MPO and shuttered LC ports are both front facing for easy mapping and patching. 20 singlemode MPO-8 and 80 duplex LC ports, Enhanced Method | CommScope® |  | FD | Fiber patch panel
760182181 | MGS600-BR | Variant of MGS600 | GigaSPEED X10D® M-Series Modular Jack, RJ45, Cat6A Unshielded, Brown | SYSTIMAX® | GigaSPEED X10D® | MGS600 | Modular jack
760184846 | MGS600-YL-100 | Variant of MGS600 | GigaSPEED X10D® M-Series Modular Jack, RJ45, Cat6A Unshielded, Yellow (100 ea/pkg) | SYSTIMAX® | GigaSPEED X10D® | MGS600 | Modular jack
760185041 | 2071E PRP C6 4/23 U/UTP W1000 | Variant of 2071E | GigaSPEED XL® 2071E ETL Verified Category 6 U/UTP Cable, plenum, purple jacket, 4 pair count, 1000 ft (305 m) length, WE TOTE® box | SYSTIMAX® | GigaSPEED XL® |  | Twisted pair cable
760186502 | SYSTIMAX 360-1100 PLS-A4 | Variant | SYSTIMAX 360™ Evolve - 360™ PATCHMAX® - 1100 Panel Label Sheet A4 | SYSTIMAX® |  |  | Label kit
760188276 | 1091B PNK C6A 4/23 U/UTP W1000 | Variant of 1091B | GigaSPEED X10D® 1091B ETL Verified Category 6A U/UTP Cable, pink jacket, 4 pair count, 1000 ft (305 m) length, WE TOTE® box | SYSTIMAX® | GigaSPEED X10D® |  | Twisted pair cable
760187195 | 360-E-MOD-2U-48 | Variant of 360-MOD-M-PANELS | SYSTIMAX 360™ Evolve 48-port flat panel, Silver | SYSTIMAX® | SYSTIMAX 360™ | M Series | RJ45 patch panel
760187211 | 360-E-ANG-MOD-2U-48 | Variant of 360-MOD-M-PANELS | SYSTIMAX 360™ Evolve 48-port angled panel, Silver | SYSTIMAX® | SYSTIMAX 360™ | M Series | RJ45 patch panel
760187278 | MOD-M PLS-US LTR | Variant | Modular M-Series Panel Label Sheet US LTR | CommScope® |  |  | Label kit
760189555 | VP360-LC-8PK | Variant | VisiPatch® VP360 Labeling Cap Kit (Pack of 8) | SYSTIMAX® | VisiPatch® |  | Cap |  | Discontinued
760192831 | 1071E LIL C6 4/23 U/UTP R3000 | Variant of 1071E | GigaSPEED XL® 1071E ETL Verified Category 6 U/UTP Cable, non-plenum, lilac, 4 pair count, 3000 ft (914 m) length, reel | SYSTIMAX® | GigaSPEED XL® |  | Twisted pair cable
760193862 | 360MP-4U-PANEL | Variant of MP-PANELS | MP-4U Panel, accepts 16 G2 data modules or 360DP panels with fiber management trough | CommScope® |  |  | Fiber patch panel
760193771 | 360G2-1U-MOD-SD | Variant | G2 1U Sliding Modular Cassette 4-slot Fiber Panel, unloaded | CommScope® |  |  | Fiber patch panel
760193920 | 360MP-2U-PANEL | Variant of MP-PANELS | MP-2U Panel, accepts eight G2 data modules or 360DP panels | CommScope® |  |  | Fiber patch panel
760194753 | 3291B YEL C6A 4/23 F/UTP R1000 | Variant of 3291B | GigaSPEED X10D® 3291B Category 6A F/UTP Cable, low smoke zero halogen, yellow jacket, 4 pair count, 1000 ft (305 m) length, reel | SYSTIMAX® | GigaSPEED X10D® |  | Twisted pair cable
760198614 | 1100A-Fiber-IPR-1U | Variant | G2 1U Panel, angled, accepts four G2 data modules or 360DP panels | CommScope® |  |  | Fiber patch panel
760199000 | MGS400-P.WH | Variant of MGS400 | GigaSPEED XL® M-Series Modular Jack, RJ45, Cat6 Unshielded, ProWhite | SYSTIMAX® | GigaSPEED XL® | MGS400 | Modular jack
760201194 | 360-iP-MFTP-E-1U-BLANK | Variant of 360-IP-PANELS | SYSTIMAX 360™ iPatch® FTP Evolve Modular Panel, 24 port without jacks | SYSTIMAX® | iPatch® ¦ SYSTIMAX 360™ | NA | RJ45 patch panel
760201202 | 360-iP-MFTP-E-2U-BLANK | Variant of 360-IP-PANELS | SYSTIMAX 360™ iPatch® FTP Evolve Modular Panel, 48 port without jacks | SYSTIMAX® | iPatch® ¦ SYSTIMAX 360™ | NA | RJ45 patch panel
760235588 | CCA-CAT6-PLENUM-WHITE-N018 | Variant of CCA-CORDS | CommScope® Category 6 U/UTP Cord, Plenum , RJ45 to Ceiling connector, 1.5 ft, white | CommScope® |  |  | Twisted pair patch cord
760235589 | CCA-CAT6A-LSZH-BLACK-N018 | Variant of CCA-CORDS | CommScope® Category 6A U/UTP Cord, LSZH , RJ45 to Ceiling connector, 1.5 ft, black | CommScope® |  |  | Twisted pair patch cord
760235590 | CCA-CAT6A-LSZH-WHITE-N018 | Variant of CCA-CORDS | CommScope® Category 6A U/UTP Cord, LSZH , RJ45 to Ceiling connector, 1.5 ft, white | CommScope® |  |  | Twisted pair patch cord
760235592 | CCA-CAT6A-PLENUM-WHITE-N018 | Variant of CCA-CORDS | CommScope® Category 6A U/UTP Cord, Plenum , RJ45 to Ceiling connector, 1.5 ft, white | CommScope® |  |  | Twisted pair patch cord
760236120 | DM24iP-24LC-LS-ULL | Variant of G2-MODULES | G2 ULL Multimode OM4 MPO-24 Distribution Module, 1x24F MPO unpinned to 24F LC Aqua, Method B Enhanced, iPatch Ready | CommScope® | SYSTIMAX ULL |  | Fiber module
760236109 | DM08-24LC-WB-ULL | Variant of G2-MODULES | G2 ULL Multimode OM5 MPO-8 Distribution Module, 24LC to 3x8f MPOs unpinned, internal shutters | CommScope® | SYSTIMAX ULL | G2 | Fiber module
760236111 | DM12-24LC-WB-ULL | Variant of G2-MODULES | G2 ULL Multimode OM5 MPO-12 Distribution Module, 24LC to 2X12f MPOs unpinned, internal shutters | CommScope® | SYSTIMAX ULL | G2 | Fiber module
760236113 | DM24-24LC-WB-ULL | Variant of G2-MODULES | G2 ULL Multimode OM5 MPO-24 Distribution Module, 24LC to 1X24f MPO unpinned, internal shutters | CommScope® | SYSTIMAX ULL | G2 | Fiber module
760236116 | DM08iP-24LC-LS-ULL | Variant of G2-MODULES | G2 ULL Multimode OM4 MPO-8 Distribution Module, 3x8F MPO unpinned to 24F LC Aqua, Method B Enhanced, iPatch Ready | CommScope® | SYSTIMAX ULL |  | Fiber module
760236117 | DM08iP-24LC-WB-ULL | Variant of G2-MODULES | G2 ULL Multimode OM5 MPO-8 Distribution Module, 3x8F MPO unpinned to 24F LC Lime Green , Method B Enhanced, iPatch Ready | CommScope® | LazrSPEED® |  | Fiber module
760157677 | 3071E ORG C6 4/23 U/UTP W1000 | Variant of 3071E | GigaSPEED XL® 3071 ETL Verified Category 6 U/UTP Cable, low smoke zero halogen, orange jacket, 4 pair count, 1000 ft (305 m) length, WE TOTE® box | SYSTIMAX® | GigaSPEED XL® |  | Twisted pair cable
760159426 | 1091B RED C6A 4/23 U/UTP R3000 | Variant of 1091B | GigaSPEED X10D® 1091B ETL Verified Category 6A U/UTP Cable, red jacket, 4 pair count, 3000 ft (914 m) length, reel | SYSTIMAX® | GigaSPEED X10D® |  | Twisted pair cable
760159459 | 3061A SL 4/24 R4000 | Variant of 3061A | PowerSUM 3061A ETL Verified Category 5e U/UTP Cable, low smoke zero halogen, slate jacket, 4 pair count, 4000 ft (1,220 m) length, reel | SYSTIMAX® | PowerSUM |  | Twisted pair cable
760152801 | HGS620 | Variant of HGS620 | GigaSPEED X10D® HGS-Series Modular Jack, RJ45, Cat6A, Shielded, Silver | SYSTIMAX® | GigaSPEED X10D® | HGS620 | Modular jack
760152819 | HGS620-100 | Variant of HGS620 | GigaSPEED X10D® HGS-Series Modular Jack, RJ45, Cat6A, Shielded, Silver (100 ea/pkg) | SYSTIMAX® | GigaSPEED X10D® | HGS620 | Modular jack
760152587 | 360-IPR-1100-E-GS6-1U-24 | Variant of 360-DM-PANELS | SYSTIMAX 360™ GigaSPEED X10D® Unshielded Panel Cat6A, 1U, 24 port, Silver | SYSTIMAX® | GigaSPEED X10D® ¦ SYSTIMAX 360™ | NA | RJ45 patch panel
760152595 | 360-IPR-1100-E-GS6-2U-48 | Variant of 360-DM-PANELS | SYSTIMAX 360™ GigaSPEED X10D® Unshielded Panel Cat6A, 2U, 48 port, Silver | SYSTIMAX® | GigaSPEED X10D® ¦ SYSTIMAX 360™ | NA | RJ45 patch panel
760254035 |  | Variant of 2091SDB | GigaSPEED X10D® 2091SDB ETL verified Category 6A U/UTP Cable, plenum, blue jacket, 4 pair count, 3000 ft (915 m) length, reel | SYSTIMAX® | GigaSPEED X10D® |  | Twisted pair cable
U3GQXQXQF |  | Base Product | Ultra Low Loss (ULL) Singlemode, MPO8 QSFP Pinned to MPO8 QSFP Pinned, Fiber Trunk Cable Assembly, 24-Fiber, Low Smoke Zero Halogen | CommScope® | SYSTIMAX ULL |  | Fiber trunk cable assembly |  | Discontinued
U3GQXQXQH |  | Base Product | Ultra Low Loss (ULL) Singlemode MPO8 QSFP (Pinned) to MPO8 QSFP (Pinned), Fiber Trunk Cable Assembly, 48-Fiber, Low Smoke Zero Halogen | CommScope® | SYSTIMAX ULL |  | Fiber trunk cable assembly |  | Discontinued
U3GMXUCCG |  | Base Product | Ultra Low Loss ULL TeraSPEED® MPO(Pinned) to Unconnectorized Pre-terminated Trunk Cable, MPO12, 36-Fiber, LSZH, 12 fiber PmP 2.0 mm /B2ca | CommScope® | SYSTIMAX ULL |  | Fiber trunk cable assembly
U3V2X2XBF |  | Base Product | Ultra Low Loss (ULL) LazrSPEED® 550 OM5 MPO/24 (Pinned) to MPO/24 (Pinned), Pre-terminated Cable, MPO24, 24-Fiber, LSZH | CommScope® | SYSTIMAX ULL |  | Fiber trunk cable assembly
U3GQPQXQ8 |  | Base Product | Ultra Low Loss (ULL) Singlemode MPO8 QSFP (Unpinned) to MPO8 QSFP (Pinned), Fiber Trunk Cable Assembly, 8-Fiber, Low Smoke Zero Halogen | CommScope® | SYSTIMAX ULL |  | Fiber trunk cable assembly |  | Discontinued
U3GMXMXAL |  | Base Product | Ultra Low Loss (ULL) Singlemode MPO12 (Pinned) to MPO12 (Pinned), Fiber Trunk Cable Assembly, 96-Fiber, Low Smoke Zero Halogen (LSZH) | CommScope® | SYSTIMAX ULL |  | Fiber trunk cable assembly |  | Discontinued
U3GMXUCCH |  | Base Product | Ultra Low Loss ULL TeraSPEED® MPO(Pinned) to Unconnectorized Pre-terminated Trunk Cable, MPO12, 48-Fiber, LSZH, 12 fiber PmP 2.0 mm /B2ca | CommScope® | SYSTIMAX ULL |  | Fiber trunk cable assembly
U3GQXQXQR |  | Base Product | Ultra Low Loss (ULL) Singlemode MPO8 QSFP (Pinned) to MPO8 QSFP (Pinned), Fiber Trunk Cable Assembly, 16-Fiber, Low Smoke Zero Halogen | CommScope® | SYSTIMAX ULL |  | Fiber trunk cable assembly |  | Discontinued
U3VMPMPCM |  | Base Product | Ultra Low Loss ULL LazrSPEED® 550 OM5 MPO(Unpinned) to MPO(Unpinned) Pre-terminated Trunk Cable, MPO12, 144-Fiber, LSZH, 12 fiber PmP 2.0 mm /B2ca | CommScope® | SYSTIMAX ULL |  | Fiber trunk cable assembly
U3GMXUCAD |  | Base Product | Ultra Low Loss (ULL) Singlemode MPO12 (Pinned) to Unconnectorized, Fiber Trunk Cable Assembly, 12-Fiber, CPR Class B2ca, Low Smoke Zero Halogen/Riser | CommScope® | SYSTIMAX ULL |  | Fiber trunk cable assembly |  | Discontinued
U3GMXUCAF |  | Base Product | Ultra Low Loss (ULL) Singlemode MPO12 (Pinned) to Unconnectorized, Fiber Trunk Cable Assembly, 24-Fiber, CPR Class B2ca, Low Smoke Zero Halogen/Riser | CommScope® | SYSTIMAX ULL |  | Fiber trunk cable assembly |  | Discontinued
U3VMPMXCF |  | Base Product | Ultra Low Loss ULL LazrSPEED® 550 OM5 MPO(Unpinned) to MPO(Pinned) Pre-terminated Trunk Cable, MPO12, 24-Fiber, LSZH, 12 fiber PmP 2.0 mm /B2ca | CommScope® | SYSTIMAX ULL |  | Fiber trunk cable assembly
U3GQXQXQU |  | Base Product | Ultra Low Loss (ULL) Singlemode MPO8 QSFP (Pinned) to MPO8 QSFP (Pinned), Fiber Trunk Cable Assembly, 64-Fiber, Low Smoke Zero Halogen | CommScope® | SYSTIMAX ULL |  | Fiber trunk cable assembly |  | Discontinued
U3GQPQXQL |  | Base Product | Ultra Low Loss (ULL) Singlemode MPO8 QSFP (Unpinned) to MPO8 QSFP (Pinned), Fiber Trunk Cable Assembly, 96-Fiber, Low Smoke Zero Halogen | CommScope® | SYSTIMAX ULL |  | Fiber trunk cable assembly |  | Discontinued
U3GMXUCCM |  | Base Product | Ultra Low Loss ULL TeraSPEED® MPO(Pinned) to Unconnectorized Pre-terminated Trunk Cable, MPO12, 144-Fiber, LSZH, 12 fiber PmP 2.0 mm /B2ca | CommScope® | SYSTIMAX ULL |  | Fiber trunk cable assembly
U3VMPMXAF |  | Base Product | Ultra Low Loss (ULL) OM5 MPO12 (Unpinned) to MPO12 (Pinned), Fiber Trunk Cable Assembly, 24-Fiber, Low Smoke Zero Halogen (LSZH) | CommScope® | SYSTIMAX ULL |  | Fiber trunk cable assembly |  | Discontinued
U3VMXMXCL |  | Base Product | Ultra Low Loss ULL LazrSPEED® 550 OM5 MPO(Pinned) to MPO(Pinned) Pre-terminated Trunk Cable, MPO12, 96-Fiber, LSZH, 12 fiber PmP 2.0 mm /B2ca | CommScope® | SYSTIMAX ULL |  | Fiber trunk cable assembly
U3VMPMXAG |  | Base Product | Ultra Low Loss (ULL) OM5 MPO12 (Unpinned) to MPO12 (Pinned), Fiber Trunk Cable Assembly, 36-Fiber, Low Smoke Zero Halogen (LSZH) | CommScope® | SYSTIMAX ULL |  | Fiber trunk cable assembly |  | Discontinued
U3VMXMXAL |  | Base Product | Ultra Low Loss (ULL) OM5 MPO12 (Pinned) to MPO12 (Pinned), Fiber Trunk Cable Assembly, 96-Fiber, Low Smoke Zero Halogen (LSZH) | CommScope® | SYSTIMAX ULL |  | Fiber trunk cable assembly |  | Discontinued
U3VMPMXCK |  | Base Product | Ultra Low Loss ULL LazrSPEED® 550 OM5 MPO(Unpinned) to MPO(Pinned) Pre-terminated Trunk Cable, MPO12, 72-Fiber, LSZH, 12 fiber PmP 2.0 mm /B2ca | CommScope® | SYSTIMAX ULL |  | Fiber trunk cable assembly
U3VMPMPCD |  | Base Product | Ultra Low Loss ULL LazrSPEED® 550 OM5 MPO(Unpinned) to MPO(Unpinned) Pre-terminated Trunk Cable, MPO12, 12-Fiber, LSZH, 12 fiber PmP 2.0 mm /B2ca | CommScope® | SYSTIMAX ULL |  | Fiber trunk cable assembly
U3VMPMXAH |  | Base Product | Ultra Low Loss (ULL) OM5 MPO12 (Unpinned) to MPO12 (Pinned), Fiber Trunk Cable Assembly, 48-Fiber, Low Smoke Zero Halogen (LSZH) | CommScope® | SYSTIMAX ULL |  | Fiber trunk cable assembly |  | Discontinued
U3VMPMXCL |  | Base Product | Ultra Low Loss ULL LazrSPEED® 550 OM5 MPO(Unpinned) to MPO(Pinned) Pre-terminated Trunk Cable, MPO12, 96-Fiber, LSZH, 12 fiber PmP 2.0 mm /B2ca | CommScope® | SYSTIMAX ULL |  | Fiber trunk cable assembly
U3VMXMXAM |  | Base Product | Ultra Low Loss (ULL) OM5, MPO12 Pinned to MPO12 Pinned, Fiber Trunk Cable Assembly, 144-Fiber, Low Smoke Zero Halogen | CommScope® | SYSTIMAX ULL |  | Fiber trunk cable assembly |  | Discontinued
U3VMPMXAK |  | Base Product | Ultra Low Loss (ULL) OM5 MPO12 (Unpinned) to MPO12 (Pinned), Fiber Trunk Cable Assembly, 72-Fiber, Low Smoke Zero Halogen (LSZH) | CommScope® | SYSTIMAX ULL |  | Fiber trunk cable assembly |  | Discontinued
U3VQXQXQR |  | Base Product | Ultra Low Loss (ULL) OM5 MPO8 QSFP (Pinned) to MPO8 QSFP (Pinned), Fiber Trunk Cable Assembly, 16-Fiber, Low Smoke Zero Halogen (LSZH) | CommScope® | SYSTIMAX ULL |  | Fiber trunk cable assembly |  | Discontinued
U3VMPMXCM |  | Base Product | Ultra Low Loss ULL LazrSPEED® 550 OM5 MPO(Unpinned) to MPO(Pinned) Pre-terminated Trunk Cable, MPO12, 144-Fiber, LSZH, 12 fiber PmP 2.0 mm /B2ca | CommScope® | SYSTIMAX ULL |  | Fiber trunk cable assembly
U3VQPQXQR |  | Base Product | Ultra Low Loss (ULL) OM5 MPO8 QSFP (Unpinned) to MPO8 QSFP (Pinned), Fiber Trunk Cable Assembly, 16-Fiber, Low Smoke Zero Halogen (LSZH) | CommScope® | SYSTIMAX ULL |  | Fiber trunk cable assembly |  | Discontinued
U3VMXUCCG |  | Base Product | Ultra Low Loss ULL LazrSPEED® 550 OM5 MPO(Pinned) to Unconnectorized Pre-terminated Trunk Cable, MPO12, 36-Fiber, LSZH, 12 fiber PmP 2.0 mm /B2ca | CommScope® | SYSTIMAX ULL |  | Fiber trunk cable assembly
U3VMXMXCD |  | Base Product | Ultra Low Loss ULL LazrSPEED® 550 OM5 MPO(Pinned) to MPO(Pinned) Pre-terminated Trunk Cable, MPO12, 12-Fiber, LSZH, 12 fiber PmP 2.0 mm /B2ca | CommScope® | SYSTIMAX ULL |  | Fiber trunk cable assembly
U3VMPMXAL |  | Base Product | Ultra Low Loss (ULL) OM5 MPO12 (Unpinned) to MPO12 (Pinned), Fiber Trunk Cable Assembly, 96-Fiber, Low Smoke Zero Halogen (LSZH) | CommScope® | SYSTIMAX ULL |  | Fiber trunk cable assembly |  | Discontinued
U3X2X2XBL |  | Base Product | Ultra Low Loss (ULL) OM4 MPO24 (Pinned) to MPO24 (Pinned), Fiber Trunk Cable Assembly, 96-Fiber, LSZH B2ca | CommScope® | SYSTIMAX ULL |  | Fiber trunk cable assembly
U3X2X2XBM |  | Base Product | Ultra Low Loss (ULL) OM4 MPO (Pinned) to MPO (Pinned), Fiber Trunk Cable Assembly, 144-Fiber, LSZH B2ca | CommScope® | SYSTIMAX ULL |  | Fiber trunk cable assembly
U3VMXMXCF |  | Base Product | Ultra Low Loss ULL LazrSPEED® 550 OM5 MPO(Pinned) to MPO(Pinned) Pre-terminated Trunk Cable, MPO12, 24-Fiber, LSZH, 12 fiber PmP 2.0 mm /B2ca | CommScope® | SYSTIMAX ULL |  | Fiber trunk cable assembly
U3XMPMXCH |  | Base Product | Ultra Low Loss ULL LazrSPEED® 550 MPO(Unpinned) to MPO(Pinned) Pre-terminated Trunk Cable, MPO12, 48-Fiber, LSZH, 12 fiber PmP 2.0 mm /B2ca | CommScope® | SYSTIMAX ULL |  | Fiber trunk cable assembly
U3VMXMXAF |  | Base Product | Ultra Low Loss (ULL) OM5 MPO12 (Pinned) to MPO12 (Pinned), Fiber Trunk Cable Assembly, 24-Fiber, Low Smoke Zero Halogen (LSZH) | CommScope® | SYSTIMAX ULL |  | Fiber trunk cable assembly |  | Discontinued
U3XMPMXAF |  | Base Product | Ultra Low Loss (ULL) OM4 MPO12 (Unpinned) to MPO12 (Pinned), Fiber Trunk Cable Assembly, 24-Fiber, Low Smoke Zero Halogen (LSZH) | CommScope® | SYSTIMAX ULL |  | Fiber trunk cable assembly |  | Discontinued
U3VMXMXCG |  | Base Product | Ultra Low Loss ULL LazrSPEED® 550 OM5 MPO(Pinned) to MPO(Pinned) Pre-terminated Trunk Cable, MPO12, 36-Fiber, LSZH, 12 fiber PmP 2.0 mm /B2ca | CommScope® | SYSTIMAX ULL |  | Fiber trunk cable assembly
U3XMXMXAM |  | Base Product | Ultra Low Loss (ULL) OM4 MPO12 (Pinned) to MPO12 (Pinned), Fiber Trunk Cable Assembly, 144-Fiber, Low Smoke Zero Halogen (LSZH) | CommScope® | SYSTIMAX ULL |  | Fiber trunk cable assembly |  | Discontinued
U3XMPMPCF |  | Base Product | Ultra Low Loss ULL LazrSPEED® 550 MPO(Unpinned) to MPO(Unpinned) Pre-terminated Trunk Cable, MPO12, 24-Fiber, LSZH, 12 fiber PmP 2.0 mm /B2ca | CommScope® | SYSTIMAX ULL |  | Fiber trunk cable assembly
U3VQXQXQF |  | Base Product | Ultra Low Loss (ULL) OM5 MPO8 QSFP (Pinned) to MPO8 QSFP (Pinned), Fiber Trunk Cable Assembly, 24-Fiber, Low Smoke Zero Halogen (LSZH) | CommScope® | SYSTIMAX ULL |  | Fiber trunk cable assembly |  | Discontinued
U3VMXUCCL |  | Base Product | Ultra Low Loss ULL LazrSPEED® 550 OM5 MPO(Pinned) to Unconnectorized Pre-terminated Trunk Cable, MPO12, 96-Fiber, LSZH, 12 fiber PmP 2.0 mm /B2ca | CommScope® | SYSTIMAX ULL |  | Fiber trunk cable assembly
U3VMXMXCH |  | Base Product | Ultra Low Loss ULL LazrSPEED® 550 OM5 MPO(Pinned) to MPO(Pinned) Pre-terminated Trunk Cable, MPO12, 48-Fiber, LSZH, 12 fiber PmP 2.0 mm /B2ca | CommScope® | SYSTIMAX ULL |  | Fiber trunk cable assembly
U3XMPMXAH |  | Base Product | Ultra Low Loss (ULL) OM4 MPO12 (Unpinned) to MPO12 (Pinned), Fiber Trunk Cable Assembly, 48-Fiber, Low Smoke Zero Halogen (LSZH) | CommScope® | SYSTIMAX ULL |  | Fiber trunk cable assembly |  | Discontinued
U3VQXQXQH |  | Base Product | Ultra Low Loss (ULL) OM5 MPO QSFP (Pinned) to MPO QSFP (Pinned), Pre-terminated Cable, MPO8, 48-Fiber, Low Smoke Zero Halogen (LSZH) | CommScope® | SYSTIMAX ULL |  | Fiber trunk cable assembly |  | Discontinued
U3VMXMXCK |  | Base Product | Ultra Low Loss ULL LazrSPEED® 550 OM5 MPO(Pinned) to MPO(Pinned) Pre-terminated Trunk Cable, MPO12, 72-Fiber, LSZH, 12 fiber PmP 2.0 mm /B2ca | CommScope® | SYSTIMAX ULL |  | Fiber trunk cable assembly
U3XMPMXCM |  | Base Product | Ultra Low Loss ULL LazrSPEED® 550 MPO(Unpinned) to MPO(Pinned) Pre-terminated Trunk Cable, MPO12, 144-Fiber, LSZH, 12 fiber PmP 2.0 mm /B2ca | CommScope® | SYSTIMAX ULL |  | Fiber trunk cable assembly
U3VQXQXQL |  | Base Product | Ultra Low Loss (ULL) OM5, MP8O QSFP Pinned to MPO8 QSFP Pinned, Fiber Trunk Cable Assembly, 96-Fiber, Low Smoke Zero Halogen | CommScope® | SYSTIMAX ULL |  | Fiber trunk cable assembly |  | Discontinued
U3XMPMXAL |  | Base Product | Ultra Low Loss (ULL) OM4 MPO12 (Unpinned) to MPO12 (Pinned), Fiber Trunk Cable Assembly, 96-Fiber, Low Smoke Zero Halogen (LSZH) | CommScope® | SYSTIMAX ULL |  | Fiber trunk cable assembly |  | Discontinued
U3XMXUCCG |  | Base Product | Ultra Low Loss ULL LazrSPEED® 550 MPO(Pinned) to Unconnectorized Pre-terminated Trunk Cable, MPO12, 36-Fiber, LSZH, 12 fiber PmP 2.0 mm /B2ca | CommScope® | SYSTIMAX ULL |  | Fiber trunk cable assembly
U3XMXMXAF |  | Base Product | Ultra Low Loss (ULL) OM4 MPO12 (Pinned) to MPO12 (Pinned), Fiber Trunk Cable Assembly, 24-Fiber, Low Smoke Zero Halogen (LSZH) | CommScope® | SYSTIMAX ULL |  | Fiber trunk cable assembly |  | Discontinued
U3XMPMPCM |  | Base Product | Ultra Low Loss ULL LazrSPEED® 550 MPO(Unpinned) to MPO(Unpinned) Pre-terminated Trunk Cable, MPO12, 144-Fiber, LSZH, 12 fiber PmP 2.0 mm /B2ca | CommScope® | SYSTIMAX ULL |  | Fiber trunk cable assembly
U3X2X2XBH |  | Base Product | Ultra Low Loss (ULL) OM4 MPO24 (Pinned) to MP/24 (Pinned), Fiber Trunk Cable Assembly, 48-Fiber, LSZH B2ca | CommScope® | SYSTIMAX ULL |  | Fiber trunk cable assembly
U3XMPMXCD |  | Base Product | Ultra Low Loss ULL LazrSPEED® 550 MPO(Unpinned) to MPO(Pinned) Pre-terminated Trunk Cable, MPO12, 12-Fiber, LSZH, 12 fiber PmP 2.0 mm /B2ca | CommScope® | SYSTIMAX ULL |  | Fiber trunk cable assembly
U3XMXMXAG |  | Base Product | Ultra Low Loss (ULL) OM4 MPO12 (Pinned) to MPO12 (Pinned), Fiber Trunk Cable Assembly, 36-Fiber, Low Smoke Zero Halogen (LSZH) | CommScope® | SYSTIMAX ULL |  | Fiber trunk cable assembly |  | Discontinued
U3XMXUCCK |  | Base Product | Ultra Low Loss ULL LazrSPEED® 550 MPO(Pinned) to Unconnectorized Pre-terminated Trunk Cable, MPO12, 72-Fiber, LSZH, 12 fiber PmP 2.0 mm /B2ca | CommScope® | SYSTIMAX ULL |  | Fiber trunk cable assembly
U3XMPMXCF |  | Base Product | Ultra Low Loss ULL LazrSPEED® 550 MPO(Unpinned) to MPO(Pinned) Pre-terminated Trunk Cable, MPO12, 24-Fiber, LSZH, 12 fiber PmP 2.0 mm /B2ca | CommScope® | SYSTIMAX ULL |  | Fiber trunk cable assembly
U4GLFLFCD |  | Base Product | Ultra Low Loss ULL TeraSPEED® LC/UPC G B to LC/UPC G B Ruggedized fanout Cable, 12-Fiber, LSZH, 12 fiber PmP 2.0 mm /B2ca | CommScope® | SYSTIMAX ULL |  | Ruggedized fanout
U3XMXUCCL |  | Base Product | Ultra Low Loss ULL LazrSPEED® 550 MPO(Pinned) to Unconnectorized Pre-terminated Trunk Cable, MPO12, 96-Fiber, LSZH, 12 fiber PmP 2.0 mm /B2ca | CommScope® | SYSTIMAX ULL |  | Fiber trunk cable assembly
U3XMPMXCG |  | Base Product | Ultra Low Loss ULL LazrSPEED® 550 MPO(Unpinned) to MPO(Pinned) Pre-terminated Trunk Cable, MPO12, 36-Fiber, LSZH, 12 fiber PmP 2.0 mm /B2ca | CommScope® | SYSTIMAX ULL |  | Fiber trunk cable assembly
U4GLALACM |  | Base Product | Ultra Low Loss ULL TeraSPEED® LC/APC to LC/APC Ruggedized fanout Cable, 144-Fiber, LSZH, 12 fiber PmP 2.0 mm /B2ca | CommScope® | SYSTIMAX ULL |  | Ruggedized fanout
U3XMXUCCM |  | Base Product | Ultra Low Loss ULL LazrSPEED® 550 MPO(Pinned) to Unconnectorized Pre-terminated Trunk Cable, MPO12, 144-Fiber, LSZH, 12 fiber PmP 2.0 mm /B2ca | CommScope® | SYSTIMAX ULL |  | Fiber trunk cable assembly
U3XQXQXQL |  | Base Product | Ultra Low Loss (ULL) OM4, MPO8 QSFP Pinned to MPO8 QSFP Pinned, Fiber Trunk Cable Assembly, 96-Fiber, Low Smoke Zero Halogen | CommScope® | SYSTIMAX ULL |  | Fiber trunk cable assembly |  | Discontinued
U3XMXUCCD |  | Base Product | Ultra Low Loss ULL LazrSPEED® 550 MPO(Pinned) to Unconnectorized Pre-terminated Trunk Cable, MPO12, 12-Fiber, LSZH, 12 fiber PmP 2.0 mm /B2ca | CommScope® | SYSTIMAX ULL |  | Fiber trunk cable assembly
U3XMXUCCF |  | Base Product | Ultra Low Loss ULL LazrSPEED® 550 MPO(Pinned) to Unconnectorized Pre-terminated Trunk Cable, MPO12, 24-Fiber, LSZH, 12 fiber PmP 2.0 mm /B2ca | CommScope® | SYSTIMAX ULL |  | Fiber trunk cable assembly
U4GLFLFCH |  | Base Product | Ultra Low Loss ULL TeraSPEED® LC/UPC G B to LC/UPC G B Ruggedized fanout Cable, 48-Fiber, LSZH, 12 fiber PmP 2.0 mm /B2ca | CommScope® | SYSTIMAX ULL |  | Ruggedized fanout
U3XQXQXQR |  | Base Product | Ultra Low Loss (ULL) OM4 MPO8 QSFP (Pinned) to MPO8 QSFP (Pinned), Fiber Trunk Cable Assembly, 16-Fiber, Low Smoke Zero Halogen (LSZH) | CommScope® | SYSTIMAX ULL |  | Fiber trunk cable assembly |  | Discontinued
U4GLCLCCF |  | Base Product | Ultra Low Loss ULL TeraSPEED® LC/UPC to LC/UPC Ruggedized fanout Cable, 24-Fiber, LSZH, 12 fiber PmP 2.0 mm /B2ca | CommScope® | SYSTIMAX ULL |  | Ruggedized fanout
U4GLFLFCK |  | Base Product | Ultra Low Loss ULL TeraSPEED® LC/UPC G B to LC/UPC G B Ruggedized fanout Cable, 72-Fiber, LSZH, 12 fiber PmP 2.0 mm /B2ca. | CommScope® | SYSTIMAX ULL |  | Ruggedized fanout
U3XQPQXQF |  | Base Product | Ultra Low Loss (ULL) OM4 MPO8 QSFP (Unpinned) to MPO8 QSFP (Pinned), Fiber Trunk Cable Assembly, 24-Fiber, Low Smoke Zero Halogen (LSZH) | CommScope® | SYSTIMAX ULL |  | Fiber trunk cable assembly |  | Discontinued
U4GMPLCCG |  | Base Product | Ultra Low Loss ULL TeraSPEED® MPO(Unpinned) to LC/UPC Ruggedized fanout Cable, 36-Fiber, LSZH, 12 fiber PmP 2.0 mm /B2ca | CommScope® | SYSTIMAX ULL |  | Ruggedized fanout
U4GLCLCCG |  | Base Product | Ultra Low Loss ULL TeraSPEED® LC/UPC to LC/UPC Ruggedized fanout Cable, 36-Fiber, LSZH, 12 fiber PmP 2.0 mm /B2ca | CommScope® | SYSTIMAX ULL |  | Ruggedized fanout
U3XQXQXQU |  | Base Product | Ultra Low Loss (ULL) OM4 MPO8 QSFP (Pinned) to MPO8 QSFP (Pinned), Fiber Trunk Cable Assembly, 64-Fiber, Low Smoke Zero Halogen (LSZH) | CommScope® | SYSTIMAX ULL |  | Fiber trunk cable assembly |  | Discontinued
U4GMPLACD |  | Base Product | Ultra Low Loss ULL TeraSPEED® MPO(Unpinned) to LC/APC Ruggedized fanout Cable, 12-Fiber, LSZH, 12 fiber PmP 2.0 mm /B2ca | CommScope® | SYSTIMAX ULL |  | Ruggedized fanout
U3XQPQXQH |  | Base Product | Ultra Low Loss (ULL) OM4 MPO8 QSFP (Unpinned) to MPO8 QSFP (Pinned), Fiber Trunk Cable Assembly, 48-Fiber, Low Smoke Zero Halogen (LSZH) | CommScope® | SYSTIMAX ULL |  | Fiber trunk cable assembly |  | Discontinued
U4GLFLFCL |  | Base Product | Ultra Low Loss ULL TeraSPEED® LC/UPC G B to LC/UPC G B Ruggedized fanout Cable, 96-Fiber, LSZH, 12 fiber PmP 2.0 mm /B2ca | CommScope® | SYSTIMAX ULL |  | Ruggedized fanout
U4GLALACD |  | Base Product | Ultra Low Loss ULL TeraSPEED® LC/APC to LC/APC Ruggedized fanout Cable, 12-Fiber, LSZH, 12 fiber PmP 2.0 mm /B2ca | CommScope® | SYSTIMAX ULL |  | Ruggedized fanout
U4GMPLCCH |  | Base Product | Ultra Low Loss ULL TeraSPEED® MPO(Unpinned) to LC/UPC Ruggedized fanout Cable, 48-Fiber, LSZH, 12 fiber PmP 2.0 mm /B2ca | CommScope® | SYSTIMAX ULL |  | Ruggedized fanout
U4GLCLCCH |  | Base Product | Ultra Low Loss ULL TeraSPEED® LC/UPC to LC/UPC Ruggedized fanout Cable, 48-Fiber, LSZH, 12 fiber PmP 2.0 mm /B2ca | CommScope® | SYSTIMAX ULL |  | Ruggedized fanout
U4GLGLGCM |  | Base Product | Ultra Low Loss ULL TeraSPEED® LC/APC G B to LC/APC G B Ruggedized fanout Cable, 144-Fiber, LSZH, 12 fiber PmP 2.0 mm /B2ca | CommScope® | SYSTIMAX ULL |  | Ruggedized fanout
U4GLFLFCM |  | Base Product | Ultra Low Loss ULL TeraSPEED® LC/UPC G B to LC/UPC G B Ruggedized fanout Cable, 144-Fiber, LSZH, 12 fiber PmP 2.0 mm /B2ca | CommScope® | SYSTIMAX ULL |  | Ruggedized fanout
U4GLALACF |  | Base Product | Ultra Low Loss ULL TeraSPEED® LC/APC to LC/APC Ruggedized fanout Cable, 24-Fiber, LSZH, 12 fiber PmP 2.0 mm /B2ca | CommScope® | SYSTIMAX ULL |  | Ruggedized fanout
U4GMPLFCL |  | Base Product | Ultra Low Loss ULL TeraSPEED® MPO(Unpinned) to LC/UPC G B Ruggedized fanout Cable, 96-Fiber, LSZH, 12 fiber PmP 2.0 mm /B2ca | CommScope® | SYSTIMAX ULL |  | Ruggedized fanout
U4GMPLACG |  | Base Product | Ultra Low Loss ULL TeraSPEED® MPO(Unpinned) to LC/APC Ruggedized fanout Cable, 36-Fiber, LSZH, 12 fiber PmP 2.0 mm /B2ca | CommScope® | SYSTIMAX ULL |  | Ruggedized fanout
U4GMPLCCK |  | Base Product | Ultra Low Loss ULL TeraSPEED® MPO(Unpinned) to LC/UPC Ruggedized fanout Cable, 72-Fiber, LSZH, 12 fiber PmP 2.0 mm /B2ca | CommScope® | SYSTIMAX ULL |  | Ruggedized fanout
U4GMPLACH |  | Base Product | Ultra Low Loss ULL TeraSPEED® MPO(Unpinned) to LC/APC Ruggedized fanout Cable, 48-Fiber, LSZH, 12 fiber PmP 2.0 mm /B2ca | CommScope® | SYSTIMAX ULL |  | Ruggedized fanout
U4GLALACH |  | Base Product | Ultra Low Loss ULL TeraSPEED® LC/APC to LC/APC Ruggedized fanout Cable, 48-Fiber, LSZH, 12 fiber PmP 2.0 mm /B2ca | CommScope® | SYSTIMAX ULL |  | Ruggedized fanout
U4GLGLGCF |  | Base Product | Ultra Low Loss ULL TeraSPEED® LC/APC G B to LC/APC G B Ruggedized fanout Cable, 24-Fiber, LSZH, 12 fiber PmP 2.0 mm /B2ca | CommScope® | SYSTIMAX ULL |  | Ruggedized fanout
U4GLULUCF |  | Base Product | Ultra Low Loss ULL TeraSPEED® LC/UPC Uniboot to LC/UPC Uniboot Ruggedized fanout Cable, 24-Fiber, LSZH, 12 fiber PmP 2.0 mm /B2ca | CommScope® | SYSTIMAX ULL |  | Ruggedized fanout
U4GMPLUCF |  | Base Product | Ultra Low Loss ULL TeraSPEED® MPO(Unpinned) to LC/UPC Uniboot Ruggedized fanout Cable, 24-Fiber, LSZH, 12 fiber PmP 2.0 mm /B2ca | CommScope® | SYSTIMAX ULL |  | Ruggedized fanout
U4GMPLACK |  | Base Product | Ultra Low Loss ULL TeraSPEED® MPO(Unpinned) to LC/APC Ruggedized fanout Cable, 72-Fiber, LSZH, 12 fiber PmP 2.0 mm /B2ca | CommScope® | SYSTIMAX ULL |  | Ruggedized fanout
U4GMPLCCM |  | Base Product | Ultra Low Loss ULL TeraSPEED® MPO(Unpinned) to LC/UPC Ruggedized fanout Cable, 144-Fiber, LSZH, 12 fiber PmP 2.0 mm /B2ca | CommScope® | SYSTIMAX ULL |  | Ruggedized fanout
U4GMPLUCG |  | Base Product | Ultra Low Loss ULL TeraSPEED® MPO(Unpinned) to LC/UPC Uniboot Ruggedized fanout Cable, 36-Fiber, LSZH, 12 fiber PmP 2.0 mm /B2ca | CommScope® | SYSTIMAX ULL |  | Ruggedized fanout
U4GLULUCG |  | Base Product | Ultra Low Loss ULL TeraSPEED® LC/UPC Uniboot to LC/UPC Uniboot Ruggedized fanout Cable, 36-Fiber, LSZH, 12 fiber PmP 2.0 mm /B2ca | CommScope® | SYSTIMAX ULL |  | Ruggedized fanout
U4GMXLCCH |  | Base Product | Ultra Low Loss ULL TeraSPEED® MPO(Pinned) to LC/UPC Ruggedized fanout Cable, 48-Fiber, LSZH, 12 fiber PmP 2.0 mm /B2ca | CommScope® | SYSTIMAX ULL |  | Ruggedized fanout
U4GMPLFCD |  | Base Product | Ultra Low Loss ULL TeraSPEED® MPO(Unpinned) to LC/UPC G B Ruggedized fanout Cable, 12-Fiber, LSZH, 12 fiber PmP 2.0 mm /B2ca | CommScope® | SYSTIMAX ULL |  | Ruggedized fanout
U4GMXLACF |  | Base Product | Ultra Low Loss ULL TeraSPEED® MPO(Pinned) to LC/APC Ruggedized fanout Cable, 24-Fiber, LSZH, 12 fiber PmP 2.0 mm /B2ca | CommScope® | SYSTIMAX ULL |  | Ruggedized fanout
U4GLULUCH |  | Base Product | Ultra Low Loss ULL TeraSPEED® LC/UPC Uniboot to LC/UPC Uniboot Ruggedized fanout Cable, 48-Fiber, LSZH, 12 fiber PmP 2.0 mm /B2ca | CommScope® | SYSTIMAX ULL |  | Ruggedized fanout
U4GMPLGCH |  | Base Product | Ultra Low Loss ULL TeraSPEED® MPO(Unpinned) to LC/APC G B Ruggedized fanout Cable, 48-Fiber, LSZH, 12 fiber PmP 2.0 mm /B2ca | CommScope® | SYSTIMAX ULL |  | Ruggedized fanout
UGGMXMXAG |  | Base Product | Ultra Low Loss (ULL) Singlemode MPO12 (Pinned) to MPO12 (Pinned), Fiber Trunk Cable Assembly, 36-Fiber, Plenum | CommScope® | SYSTIMAX ULL |  | Fiber trunk cable assembly
UFVLCUC21 |  | Base Product | Ultra Low Loss (ULL) OM5 LC/UPC to Unconnectorized, 1.6 mm Simplex Fiber Pigtail, Low Smoke Zero Halogen (LSZH) | CommScope® | SYSTIMAX ULL | UFV | Fiber pigtail ¦ jacketed
UGGMPMPAD |  | Base Product | Ultra Low Loss (ULL) Singlemode MPO12 (Unpinned) to MPO12 (Unpinned), Fiber Trunk Cable Assembly, 12-Fiber, Plenum | CommScope® | SYSTIMAX ULL |  | Fiber trunk cable assembly
UGGMPMXCK |  | Base Product | Ultra Low Loss ULL TeraSPEED® MPO(Unpinned) to MPO(Pinned) Pre-terminated Trunk Cable, MPO12, 72-Fiber, Plenum, 12 fiber PmP 2.0 mm Dca | CommScope® | SYSTIMAX ULL |  | Fiber trunk cable assembly
UGGMXMXCM |  | Base Product | Ultra Low Loss ULL TeraSPEED® MPO(Pinned) to MPO(Pinned) Pre-terminated Trunk Cable, MPO12, 144-Fiber, Plenum, 12 fiber PmP 2.0 mm Dca | CommScope® | SYSTIMAX ULL |  | Fiber trunk cable assembly
UGGMXMXAK |  | Base Product | Ultra Low Loss (ULL) Singlemode MPO12 (Pinned) to MPO12 (Pinned), Fiber Trunk Cable Assembly, 72-Fiber, Plenum | CommScope® | SYSTIMAX ULL |  | Fiber trunk cable assembly
UGGQPQXQF |  | Base Product | Ultra Low Loss (ULL) Singlemode, MPO8 QSFP Unpinned to MPO8 QSFP Pinned, Fiber Trunk Cable Assembly, 24-Fiber, Plenum | CommScope® | SYSTIMAX ULL |  | Fiber trunk cable assembly
UGGMXMXAL |  | Base Product | Ultra Low Loss (ULL) Singlemode MPO12 (Pinned) to MPO12 (Pinned), Fiber Trunk Cable Assembly, 96-Fiber, Plenum | CommScope® | SYSTIMAX ULL |  | Fiber trunk cable assembly
UGV2X2XBF |  | Base Product | Ultra Low Loss (ULL) OM5 MPO24 (Pinned) to MPO24 (Pinned), Fiber Trunk Cable Assembly, 24-Fiber, Plenum | CommScope® | SYSTIMAX ULL |  | Fiber trunk cable assembly
UGGMXUCCG |  | Base Product | Ultra Low Loss ULL TeraSPEED® MPO(Pinned) to Unconnectorized Pre-terminated Trunk Cable, MPO12, 36-Fiber, Plenum, 12 fiber PmP 2.0 mm Dca | CommScope® | SYSTIMAX ULL |  | Fiber trunk cable assembly
UGGMXMXAM |  | Base Product | Ultra Low Loss (ULL) Singlemode MPO12 (Pinned) to MPO12 (Pinned), Fiber Trunk Cable Assembly, 144-Fiber, Plenum | CommScope® | SYSTIMAX ULL |  | Fiber trunk cable assembly
UGGQXQXQL |  | Base Product | Ultra Low Loss (ULL) Singlemode MPO8 QSFP (Pinned) to MPO8 QSFP (Pinned), Fiber Trunk Cable Assembly, 96-Fiber, Plenum | CommScope® | SYSTIMAX ULL |  | Fiber trunk cable assembly
UGGQPQXQH |  | Base Product | Ultra Low Loss (ULL) Singlemode MPO8 QSFP (Unpinned) to MPO8 QSFP (Pinned), Fiber Trunk Cable Assembly, 48-Fiber, Plenum | CommScope® | SYSTIMAX ULL |  | Fiber trunk cable assembly
UGV2X2XBH |  | Base Product | Ultra Low Loss (ULL) OM5 MPO24 (Pinned) to MPO24 (Pinned), Fiber Trunk Cable Assembly, 48-Fiber, Plenum | CommScope® | SYSTIMAX ULL |  | Fiber trunk cable assembly
UGGMXMXRP |  | Base Product | Ultra Low Loss (ULL) Singlemode MPO12 (Pinned) to MPO12 (Pinned), Fiber Trunk Cable Assembly, 288-Fiber, Rollable Ribbon Central Tube, Plenum | CommScope® | SYSTIMAX ULL |  | Fiber trunk cable assembly
UGGMXMXCD |  | Base Product | Ultra Low Loss ULL TeraSPEED® MPO(Pinned) to MPO(Pinned) Pre-terminated Trunk Cable, MPO12, 12-Fiber, Plenum, 12 fiber PmP 2.0 mm Dca | CommScope® | SYSTIMAX ULL |  | Fiber trunk cable assembly
UGGMXUCCH |  | Base Product | Ultra Low Loss ULL TeraSPEED® MPO(Pinned) to Unconnectorized Pre-terminated Trunk Cable, MPO12, 48-Fiber, Plenum, 12 fiber PmP 2.0 mm Dca | CommScope® | SYSTIMAX ULL |  | Fiber trunk cable assembly
UGGQXQXQR |  | Base Product | Ultra Low Loss (ULL) Singlemode MPO8 QSFP (Pinned) to MPO8 QSFP (Pinned), Fiber Trunk Cable Assembly, 16-Fiber, Plenum | CommScope® | SYSTIMAX ULL |  | Fiber trunk cable assembly
UGV2X2XBK |  | Base Product | Ultra Low Loss (ULL) OM5 MPO24 (Pinned) to MPO24 (Pinned), Fiber Trunk Cable Assembly, 72-Fiber, Plenum | CommScope® | SYSTIMAX ULL |  | Fiber trunk cable assembly
UGGMXMXCF |  | Base Product | Ultra Low Loss ULL TeraSPEED® MPO(Pinned) to MPO(Pinned) Pre-terminated Trunk Cable, MPO12, 24-Fiber, Plenum, 12 fiber PmP 2.0 mm Dca | CommScope® | SYSTIMAX ULL |  | Fiber trunk cable assembly
UGGQPQXQL |  | Base Product | Ultra Low Loss (ULL) Singlemode MPO8 QSFP (Unpinned) to MPO8 QSFP (Pinned), Fiber Trunk Cable Assembly, 96-Fiber, Plenum | CommScope® | SYSTIMAX ULL |  | Fiber trunk cable assembly
UGVMPMPCL |  | Base Product | Ultra Low Loss ULL LazrSPEED® 550 OM5 MPO(Unpinned) to MPO(Unpinned) Pre-terminated Trunk Cable, MPO12, 96-Fiber, Plenum, 12 fiber PmP 2.0 mm Dca | CommScope® | SYSTIMAX ULL |  | Fiber trunk cable assembly
UGGMXMXCG |  | Base Product | Ultra Low Loss ULL TeraSPEED® MPO(Pinned) to MPO(Pinned) Pre-terminated Trunk Cable, MPO12, 36-Fiber, Plenum, 12 fiber PmP 2.0 mm Dca | CommScope® | SYSTIMAX ULL |  | Fiber trunk cable assembly
UGGMXUCCK |  | Base Product | Ultra Low Loss ULL TeraSPEED® MPO(Pinned) to Unconnectorized Pre-terminated Trunk Cable, MPO12, 72-Fiber, Plenum, 12 fiber PmP 2.0 mm Dca | CommScope® | SYSTIMAX ULL |  | Fiber trunk cable assembly
UGGMXUCAH |  | Base Product | Ultra Low Loss (ULL) Singlemode MPO12 (Pinned) to Unconnectorized, Fiber Trunk Cable Assembly, 48-Fiber, Plenum | CommScope® | SYSTIMAX ULL |  | Fiber trunk cable assembly
UGVMPMPCD |  | Base Product | Ultra Low Loss ULL LazrSPEED® 550 OM5 MPO(Unpinned) to MPO(Unpinned) Pre-terminated Trunk Cable, MPO12, 12-Fiber, Plenum, 12 fiber PmP 2.0 mm Dca | CommScope® | SYSTIMAX ULL |  | Fiber trunk cable assembly
UGGMXUCAK |  | Base Product | Ultra Low Loss (ULL) Singlemode MPO12 (Pinned) to Unconnectorized, Fiber Trunk Cable Assembly, 72-Fiber, Plenum | CommScope® | SYSTIMAX ULL |  | Fiber trunk cable assembly
UGVMPMPCF |  | Base Product | Ultra Low Loss ULL LazrSPEED® 550 OM5 MPO(Unpinned) to MPO(Unpinned) Pre-terminated Trunk Cable, MPO12, 24-Fiber, Plenum, 12 fiber PmP 2.0 mm Dca | CommScope® | SYSTIMAX ULL |  | Fiber trunk cable assembly
UGVMPMXAF |  | Base Product | Ultra Low Loss (ULL) OM5 MPO12 (Unpinned) to MPO12 (Pinned), Fiber Trunk Cable Assembly, 24-Fiber, Plenum | CommScope® | SYSTIMAX ULL |  | Fiber trunk cable assembly
UGVMPMXCF |  | Base Product | Ultra Low Loss ULL LazrSPEED® 550 OM5 MPO(Unpinned) to MPO(Pinned) Pre-terminated Trunk Cable, MPO12, 24-Fiber, Plenum, 12 fiber PmP 2.0 mm Dca | CommScope® | SYSTIMAX ULL |  | Fiber trunk cable assembly
UGV2P2XBH |  | Base Product | Ultra Low Loss (ULL) OM5 MPO24 (Unpinned) to MPO24 (Pinned), Fiber Trunk Cable Assembly, 48-Fiber, Plenum | CommScope® | SYSTIMAX ULL |  | Fiber trunk cable assembly
UGGMXUCRM |  | Base Product | Ultra Low Loss (ULL) Singlemode, MPO12 Pinned to Unconnectorized, Fiber Trunk Cable Assembly, 144-Fiber, Rollable Ribbon Central Tube, Plenum | CommScope® | SYSTIMAX ULL |  | Fiber trunk cable assembly
UGGMXUCAL |  | Base Product | Ultra Low Loss (ULL) Singlemode MPO12 (Pinned) to Unconnectorized, Fiber Trunk Cable Assembly, 96-Fiber, Plenum | CommScope® | SYSTIMAX ULL |  | Fiber trunk cable assembly
UGGMXMXAD |  | Base Product | Ultra Low Loss (ULL) Singlemode MPO12 (Pinned) to MPO12 (Pinned), Fiber Trunk Cable Assembly, 12-Fiber, Plenum | CommScope® | SYSTIMAX ULL |  | Fiber trunk cable assembly
UGVMPMXAG |  | Base Product | Ultra Low Loss (ULL) OM5 MPO12 (Unpinned) to MPO12 (Pinned), Fiber Trunk Cable Assembly, 36-Fiber, Plenum | CommScope® | SYSTIMAX ULL |  | Fiber trunk cable assembly
UGVMPMXCG |  | Base Product | Ultra Low Loss ULL LazrSPEED® 550 OM5 MPO(Unpinned) to MPO(Pinned) Pre-terminated Trunk Cable, MPO12, 36-Fiber, Plenum, 12 fiber PmP 2.0 mm Dca | CommScope® | SYSTIMAX ULL |  | Fiber trunk cable assembly
UGGMXUCRP |  | Base Product | Ultra Low Loss (ULL) Singlemode, MPO12 Pinned to Unconnectorized, Fiber Trunk Cable Assembly, 288-Fiber, Rollable Ribbon Central Tube, Plenum | CommScope® | SYSTIMAX ULL |  | Fiber trunk cable assembly
UGGMXMXAF |  | Base Product | Ultra Low Loss (ULL) Singlemode MPO12 (Pinned) to MPO12 (Pinned), Fiber Trunk Cable Assembly, 24-Fiber, Plenum | CommScope® | SYSTIMAX ULL |  | Fiber trunk cable assembly
UGGMXUCAM |  | Base Product | Ultra Low Loss (ULL) Singlemode, MPO12 Pinned to Unconnectorized, Fiber Trunk Cable Assembly, 144-Fiber, Plenum | CommScope® | SYSTIMAX ULL |  | Fiber trunk cable assembly
UGVMPMXAH |  | Base Product | Ultra Low Loss (ULL) OM5 MPO12 (Unpinned) to MPO12 (Pinned), Fiber Trunk Cable Assembly, 48-Fiber, Plenum | CommScope® | SYSTIMAX ULL |  | Fiber trunk cable assembly
UGGQXQXQ8 |  | Base Product | Ultra Low Loss (ULL) Singlemode MPO8 QSFP (Pinned) to MPO8 QSFP (Pinned), Fiber Trunk Cable Assembly, 8-Fiber, Plenum | CommScope® | SYSTIMAX ULL |  | Fiber trunk cable assembly
UGGQPQXBM |  | Base Product | Ultra Low Loss (ULL) Singlemode MPO8 QSFP (Unpinned) to MPO8 QSFP (Pinned), Fiber Trunk Cable Assembly, 144-Fiber, Plenum | CommScope® | SYSTIMAX ULL |  | Fiber trunk cable assembly
UGV2P2XBL |  | Base Product | Ultra Low Loss (ULL) OM5 MPO24 (Unpinned) to MPO24 (Pinned), Fiber Trunk Cable Assembly, 96-Fiber, Plenum | CommScope® | SYSTIMAX ULL |  | Fiber trunk cable assembly
UGVMXUCCD |  | Base Product | Ultra Low Loss ULL LazrSPEED® 550 OM5 MPO(Pinned) to Unconnectorized Pre-terminated Trunk Cable, MPO12, 12-Fiber, Plenum, 12 fiber PmP 2.0 mm Dca | CommScope® | SYSTIMAX ULL |  | Fiber trunk cable assembly
UGVMPMXAK |  | Base Product | Ultra Low Loss (ULL) OM5 MPO12 (Unpinned) to MPO12 (Pinned), Fiber Trunk Cable Assembly, 72-Fiber, Plenum | CommScope® | SYSTIMAX ULL |  | Fiber trunk cable assembly
UGGQXQXQF |  | Base Product | Ultra Low Loss (ULL) TeraSPEED® MPO QSFP (Pinned) to MPO QSFP (Pinned), Pre-terminated Trunk Cable, MPO8, 24-Fiber, Plenum | CommScope® | SYSTIMAX ULL |  | Fiber trunk cable assembly
UGVQPQXQH |  | Base Product | Ultra Low Loss (ULL) OM5 MPO QSFP (Unpinned) to MPO QSFP (Pinned), Pre-terminated Trunk Cable, MPO8, 48-Fiber, Plenum | CommScope® | SYSTIMAX ULL |  | Fiber trunk cable assembly
UGVMPMXCL |  | Base Product | Ultra Low Loss ULL LazrSPEED® 550 OM5 MPO(Unpinned) to MPO(Pinned) Pre-terminated Trunk Cable, MPO12, 96-Fiber, Plenum, 12 fiber PmP 2.0 mm Dca | CommScope® | SYSTIMAX ULL |  | Fiber trunk cable assembly
UGVQXQXQR |  | Base Product | Ultra Low Loss (ULL) OM5 MPO8 QSFP (Pinned) to MPO8 QSFP (Pinned), Fiber Trunk Cable Assembly, 16-Fiber, Plenum | CommScope® | SYSTIMAX ULL |  | Fiber trunk cable assembly
UGVMPMXAL |  | Base Product | Ultra Low Loss (ULL) OM5 MPO12 (Unpinned) to MPO12 (Pinned), Fiber Trunk Cable Assembly, 96-Fiber, Plenum | CommScope® | SYSTIMAX ULL |  | Fiber trunk cable assembly
UGVMXUCCF |  | Base Product | Ultra Low Loss ULL LazrSPEED® 550 OM5 MPO(Pinned) to Unconnectorized Pre-terminated Trunk Cable, MPO12, 24-Fiber, Plenum, 12 fiber PmP 2.0 mm Dca | CommScope® | SYSTIMAX ULL |  | Fiber trunk cable assembly
UGVMPMXCM |  | Base Product | Ultra Low Loss ULL LazrSPEED® 550 OM5 MPO(Unpinned) to MPO(Pinned) Pre-terminated Trunk Cable, MPO12, 144-Fiber, Plenum, 12 fiber PmP 2.0 mm Dca | CommScope® | SYSTIMAX ULL |  | Fiber trunk cable assembly
UGVMPMXAM |  | Base Product | Ultra Low Loss (ULL) OM5, MPO12 Unpinned to MPO12 Pinned, Fiber Trunk Cable Assembly, 144-Fiber, Plenum | CommScope® | SYSTIMAX ULL |  | Fiber trunk cable assembly
UGXMPMPCK |  | Base Product | Ultra Low Loss ULL LazrSPEED® 550 MPO(Unpinned) to MPO(Unpinned) Pre-terminated Trunk Cable, MPO12, 72-Fiber, Plenum, 12 fiber PmP 2.0 mm Dca | CommScope® | SYSTIMAX ULL |  | Fiber trunk cable assembly
UGVMXUCCG |  | Base Product | Ultra Low Loss ULL LazrSPEED® 550 OM5 MPO(Pinned) to Unconnectorized Pre-terminated Trunk Cable, MPO12, 36-Fiber, Plenum, 12 fiber PmP 2.0 mm Dca | CommScope® | SYSTIMAX ULL |  | Fiber trunk cable assembly
UGVMPMXCD |  | Base Product | Ultra Low Loss ULL LazrSPEED® 550 OM5 MPO(Unpinned) to MPO(Pinned) Pre-terminated Trunk Cable, MPO12, 12-Fiber, Plenum, 12 fiber PmP 2.0 mm Dca | CommScope® | SYSTIMAX ULL |  | Fiber trunk cable assembly
UGXMPMPCL |  | Base Product | Ultra Low Loss ULL LazrSPEED® 550 MPO(Unpinned) to MPO(Unpinned) Pre-terminated Trunk Cable, MPO12, 96-Fiber, Plenum, 12 fiber PmP 2.0 mm Dca | CommScope® | SYSTIMAX ULL |  | Fiber trunk cable assembly
UGVMXMXCF |  | Base Product | Ultra Low Loss ULL LazrSPEED® 550 OM5 MPO(Pinned) to MPO(Pinned) Pre-terminated Trunk Cable, MPO12, 24-Fiber, Plenum, 12 fiber PmP 2.0 mm Dca | CommScope® | SYSTIMAX ULL |  | Fiber trunk cable assembly
UGVMXUCCH |  | Base Product | Ultra Low Loss ULL LazrSPEED® 550 OM5 MPO(Pinned) to Unconnectorized Pre-terminated Trunk Cable, MPO12, 48-Fiber, Plenum, 12 fiber PmP 2.0 mm Dca | CommScope® | SYSTIMAX ULL |  | Fiber trunk cable assembly
UGVMXMXAF |  | Base Product | Ultra Low Loss (ULL) OM5 MPO12 (Pinned) to MPO12 (Pinned), Fiber Trunk Cable Assembly, 24-Fiber, Plenum | CommScope® | SYSTIMAX ULL |  | Fiber trunk cable assembly
UGX2P2XBF |  | Base Product | Ultra Low Loss (ULL) OM4 MPO24 (Unpinned) to MPO24 (Pinned), Fiber Trunk Cable Assembly, 24-Fiber, Plenum | CommScope® | SYSTIMAX ULL |  | Fiber trunk cable assembly
UGVQPQXQU |  | Base Product | Ultra Low Loss (ULL) OM5, MPO8 QSFP Unpinned to MPO8 QSFP Pinned, Fiber Trunk Cable Assembly, 64-Fiber, Plenum | CommScope® | SYSTIMAX ULL |  | Fiber trunk cable assembly
UGX2P2XBH |  | Base Product | Ultra Low Loss (ULL) OM4 MPO24 (Unpinned) to MPO24 (Pinned), Fiber Trunk Cable Assembly, 48-Fiber, Plenum | CommScope® | SYSTIMAX ULL |  | Fiber trunk cable assembly
UGXMPMXAL |  | Base Product | Ultra Low Loss (ULL) OM4 MPO (Unpinned) to MPO (Pinned), Pre-terminated Trunk Cable, MPO12, 96-Fiber, Plenum | CommScope® | SYSTIMAX ULL |  | Fiber trunk cable assembly
UGXMPMPAF |  | Base Product | Ultra Low Loss (ULL) OM4 MPO12 (Unpinned) to MPO12 (Unpinned), Fiber Trunk Cable Assembly, 24-Fiber, Plenum | CommScope® | SYSTIMAX ULL |  | Fiber trunk cable assembly
UGVMXUCCL |  | Base Product | Ultra Low Loss ULL LazrSPEED® 550 OM5 MPO(Pinned) to Unconnectorized Pre-terminated Trunk Cable, MPO12, 96-Fiber, Plenum, 12 fiber PmP 2.0 mm Dca | CommScope® | SYSTIMAX ULL |  | Fiber trunk cable assembly
UGX2P2XBK |  | Base Product | Ultra Low Loss (ULL) OM4 MPO24 (Unpinned) to MPO24 (Pinned), Fiber Trunk Cable Assembly, 72-Fiber, Plenum | CommScope® | SYSTIMAX ULL |  | Fiber trunk cable assembly
UGXMXMXAD |  | Base Product | Ultra Low Loss (ULL) OM4 MPO12 (Pinned) to MPO12 (Pinned), Fiber Trunk Cable Assembly, 12-Fiber, Plenum | CommScope® | SYSTIMAX ULL |  | Fiber trunk cable assembly
UGXMPMPAH |  | Base Product | Ultra Low Loss (ULL) OM4 MPO12 (Unpinned) to MPO12 (Unpinned), Fiber Trunk Cable Assembly, 48-Fiber, Plenum | CommScope® | SYSTIMAX ULL |  | Fiber trunk cable assembly
UGVMXUCCM |  | Base Product | Ultra Low Loss ULL LazrSPEED® 550 OM5 MPO(Pinned) to Unconnectorized Pre-terminated Trunk Cable, MPO12, 144-Fiber, Plenum, 12 fiber PmP 2.0 mm Dca | CommScope® | SYSTIMAX ULL |  | Fiber trunk cable assembly
UGXMPMXCD |  | Base Product | Ultra Low Loss ULL LazrSPEED® 550 MPO(Unpinned) to MPO(Pinned) Pre-terminated Trunk Cable, MPO12, 12-Fiber, Plenum, 12 fiber PmP 2.0 mm Dca | CommScope® | SYSTIMAX ULL |  | Fiber trunk cable assembly
UGXMXMXAF |  | Base Product | Ultra Low Loss (ULL) OM4 MPO12 (Pinned) to MPO12 (Pinned), Fiber Trunk Cable Assembly, 24-Fiber, Plenum | CommScope® | SYSTIMAX ULL |  | Fiber trunk cable assembly
UGVQPQXBM |  | Base Product | Ultra Low Loss (ULL) OM5 MPO8 QSFP (Unpinned) to MPO8 QSFP (Pinned), Fiber Trunk Cable Assembly, 144-Fiber, Plenum | CommScope® | SYSTIMAX ULL |  | Fiber trunk cable assembly
UGXMXMXAG |  | Base Product | Ultra Low Loss (ULL) OM4 MPO12 (Pinned) to MPO12 (Pinned), Fiber Trunk Cable Assembly, 36-Fiber, Plenum | CommScope® | SYSTIMAX ULL |  | Fiber trunk cable assembly
UGVQPQXQ8 |  | Base Product | Ultra Low Loss (ULL) OM5 MPO8 QSFP (Unpinned) to MPO8 QSFP (Pinned), Fiber Trunk Cable Assembly, 8-Fiber, Plenum | CommScope® | SYSTIMAX ULL |  | Fiber trunk cable assembly
UGXMPMXAF |  | Base Product | Ultra Low Loss (ULL) OM4 MPO12 (Unpinned) to MPO12 (Pinned), Fiber Trunk Cable Assembly, 24-Fiber, Plenum | CommScope® | SYSTIMAX ULL |  | Fiber trunk cable assembly
UGXMXMXAH |  | Base Product | Ultra Low Loss (ULL) OM4 MPO12 (Pinned) to MPO12 (Pinned), Fiber Trunk Cable Assembly, 48-Fiber, Plenum | CommScope® | SYSTIMAX ULL |  | Fiber trunk cable assembly
UGXMPMPCD |  | Base Product | Ultra Low Loss ULL LazrSPEED® 550 MPO(Unpinned) to MPO(Unpinned) Pre-terminated Trunk Cable, MPO12, 12-Fiber, Plenum, 12 fiber PmP 2.0 mm Dca | CommScope® | SYSTIMAX ULL |  | Fiber trunk cable assembly
UGXMPMXAG |  | Base Product | Ultra Low Loss (ULL) OM4 MPO12 (Unpinned) to MP12O (Pinned), Fiber Trunk Cable Assembly, 36-Fiber, Plenum | CommScope® | SYSTIMAX ULL |  | Fiber trunk cable assembly
UGXQXQXQ8 |  | Base Product | Ultra Low Loss (ULL) OM4 MPO8 QSFP (Pinned) to MPO8 QSFP (Pinned), Fiber Trunk Cable Assembly, 8-Fiber, Plenum | CommScope® | SYSTIMAX ULL |  | Fiber trunk cable assembly
UGXMXUCCM |  | Base Product | Ultra Low Loss ULL LazrSPEED® 550 MPO(Pinned) to Unconnectorized Pre-terminated Trunk Cable, MPO12, 144-Fiber, Plenum, 12 fiber PmP 2.0 mm Dca | CommScope® | SYSTIMAX ULL |  | Fiber trunk cable assembly
UGXMPMXAH |  | Base Product | Ultra Low Loss (ULL) OM4 MPO12 (Unpinned) to MPO12 (Pinned), Fiber Trunk Cable Assembly, 48-Fiber, Plenum | CommScope® | SYSTIMAX ULL |  | Fiber trunk cable assembly
UGXMXMXCL |  | Base Product | Ultra Low Loss ULL LazrSPEED® 550 MPO(Pinned) to MPO(Pinned) Pre-terminated Trunk Cable, MPO12, 96-Fiber, Plenum, 12 fiber PmP 2.0 mm | CommScope® | SYSTIMAX ULL |  | Fiber trunk cable assembly
UGXMXMXAL |  | Base Product | Ultra Low Loss (ULL) OM4 MPO12 (Pinned) to MPO12 (Pinned), Fiber Trunk Cable Assembly, 96-Fiber, Plenum | CommScope® | SYSTIMAX ULL |  | Fiber trunk cable assembly
UGXMXMXAM |  | Base Product | Ultra Low Loss (ULL) OM4 MPO12 (Pinned) to MPO12 (Pinned), Fiber Trunk Cable Assembly, 144-Fiber, Plenum | CommScope® | SYSTIMAX ULL |  | Fiber trunk cable assembly
UGXQPQXQ8 |  | Base Product | Ultra Low Loss (ULL) OM4 MPO8 QSFP (Unpinned) to MPO8 QSFP (Pinned), Fiber Trunk Cable Assembly, 8-Fiber, Plenum | CommScope® | SYSTIMAX ULL |  | Fiber trunk cable assembly
UGXMPMPCF |  | Base Product | Ultra Low Loss ULL LazrSPEED® 550 MPO(Unpinned) to MPO(Unpinned) Pre-terminated Trunk Cable, MPO12, 24-Fiber, Plenum, 12 fiber PmP 2.0 mm Dca | CommScope® | SYSTIMAX ULL |  | Fiber trunk cable assembly
UGXMXUCCD |  | Base Product | Ultra Low Loss ULL LazrSPEED® 550 MPO(Pinned) to Unconnectorized Pre-terminated Trunk Cable, MPO12, 12-Fiber, Plenum, 12 fiber PmP 2.0 mm Dca | CommScope® | SYSTIMAX ULL |  | Fiber trunk cable assembly
UGXMPMXCM |  | Base Product | Ultra Low Loss ULL LazrSPEED® 550 MPO(Unpinned) to MPO(Pinned) Pre-terminated Trunk Cable, MPO12, 144-Fiber, Plenum, 12 fiber PmP 2.0 mm Dca | CommScope® | SYSTIMAX ULL |  | Fiber trunk cable assembly
UGX2X2XBF |  | Base Product | Ultra Low Loss (ULL) OM4 MPO24 (Pinned) to MPO24 (Pinned), Fiber Trunk Cable Assembly, 24-Fiber, Plenum | CommScope® | SYSTIMAX ULL |  | Fiber trunk cable assembly
UGXQPQXQF |  | Base Product | Ultra Low Loss (ULL) OM4 MPO8 QSFP (Unpinned) to MPO8 QSFP (Pinned), Fiber Trunk Cable Assembly, 24-Fiber, Plenum | CommScope® | SYSTIMAX ULL |  | Fiber trunk cable assembly
UGXMXUCCF |  | Base Product | Ultra Low Loss ULL LazrSPEED® 550 MPO(Pinned) to Unconnectorized Pre-terminated Trunk Cable, MPO12, 24-Fiber, Plenum, 12 fiber PmP 2.0 mm Dca | CommScope® | SYSTIMAX ULL |  | Fiber trunk cable assembly
UGXMPMPCG |  | Base Product | Ultra Low Loss ULL LazrSPEED® 550 MPO(Unpinned) to MPO(Unpinned) Pre-terminated Trunk Cable, MPO12, 36-Fiber, Plenum, 12 fiber PmP 2.0 mm Dca | CommScope® | SYSTIMAX ULL |  | Fiber trunk cable assembly
UGXQPQXQH |  | Base Product | Ultra Low Loss (ULL) OM4 MPO8 QSFP (Unpinned) to MPO8 QSFP (Pinned), Fiber Trunk Cable Assembly, 48-Fiber, Plenum | CommScope® | SYSTIMAX ULL |  | Fiber trunk cable assembly
UGXMXMXCF |  | Base Product | Ultra Low Loss ULL LazrSPEED® 550 MPO(Pinned) to MPO(Pinned) Pre-terminated Trunk Cable, MPO12, 24-Fiber, Plenum, 12 fiber PmP 2.0 mm | CommScope® | SYSTIMAX ULL |  | Fiber trunk cable assembly
UGX2X2XBH |  | Base Product | Ultra Low Loss (ULL) OM4 MPO24 (Pinned) to MPO24 (Pinned), Fiber Trunk Cable Assembly, 48-Fiber, Plenum | CommScope® | SYSTIMAX ULL |  | Fiber trunk cable assembly
UGXMXMXCG |  | Base Product | Ultra Low Loss ULL LazrSPEED® 550 MPO(Pinned) to MPO(Pinned) Pre-terminated Trunk Cable, MPO12, 36-Fiber, Plenum, 12 fiber PmP 2.0 mm | CommScope® | SYSTIMAX ULL |  | Fiber trunk cable assembly
UGXQPQXQR |  | Base Product | Ultra Low Loss (ULL) OM4 MPO8 QSFP (Unpinned) to MPO8 QSFP (Pinned), Fiber Trunk Cable Assembly, 16-Fiber, Plenum | CommScope® | SYSTIMAX ULL |  | Fiber trunk cable assembly
UGXQXQXQU |  | Base Product | Ultra Low Loss (ULL) OM4 MPO8 QSFP (Pinned) to MPO8 QSFP (Pinned), Fiber Trunk Cable Assembly, 64-Fiber, Plenum | CommScope® | SYSTIMAX ULL |  | Fiber trunk cable assembly
UGXQPQXQS |  | Base Product | Ultra Low Loss (ULL) OM4 MPO QSFP (Unpinned) to MPO QSFP (Pinned), Pre-terminated Trunk Cable, MPO8, 32-Fiber, Plenum | CommScope® | SYSTIMAX ULL |  | Fiber trunk cable assembly
760072116 | PATCHMAX PLS-US LTR | Variant | SYSTIMAX PATCHMAX Panel Label Sheet US LTR | SYSTIMAX® |  |  | Label kit
760074211 | MGS400-AL | Variant of MGS400 | GigaSPEED XL® M-Series Modular Jack, RJ45, Cat6 Unshielded, Almond | SYSTIMAX® | GigaSPEED XL® | MGS400 | Modular jack |  | Discontinued
760072488 | VP-Label | Variant | GigaSPEED X10D® VisiPatch® 360 4-pair Cord Label | SYSTIMAX® | VisiPatch® |  | Label kit
760074278 | VP360-19PNL-KT | Variant | GigaSPEED X10D® VisiPatch® 360 19 In. 1U Panel with required connection hardware | SYSTIMAX® | VisiPatch® |  | Panel assembly
760077826 | 3071E WHT C6 4/23 U/UTP R4000 | Variant of 3071E | GigaSPEED XL® 3071 ETL Verified Category 6 U/UTP Cable, low smoke zero halogen, white jacket, 4 pair count, 4000 ft (1219 m) length, reel | SYSTIMAX® | GigaSPEED XL® |  | Twisted pair cable
760074286 | VP360-32PR-WB | Variant | GigaSPEED X10D® VisiPatch® 360 Wiring Block Kit | SYSTIMAX® | VisiPatch® |  | Wiring block
760074294 | VP360-19PNL | Variant | GigaSPEED X10D® VisiPatch® 360 19 In. 1U Panel | SYSTIMAX® | VisiPatch® |  | Panel assembly
760075028 | 1061L SL 4/24 R1000 | Variant of 1061L | PowerSUM 1061L ETL Verified Category 5e U/UTP Cable, Clean Room (ATD GC/MS), slate jacket, 4 pair count, 1000 ft (305 m) length, reel | SYSTIMAX® | PowerSUM |  | Twisted pair cable
760077156 | MGS400-OR-100 | Variant of MGS400 | GigaSPEED XL® M-Series Modular Jack, RJ45, Cat6 Unshielded, Orange (100 ea/pkg) | SYSTIMAX® | GigaSPEED XL® | MGS400 | Modular jack
760077792 | 3061A WH 4/24 R4000 | Variant of 3061A | PowerSUM 3061A ETL Verified Category 5e U/UTP Cable, low smoke zero halogen, white jacket, 4 pair count, 4000 ft (1,220 m) length, reel | SYSTIMAX® | PowerSUM |  | Twisted pair cable
760081265 | 3071E BLU C6 4/23 U/UTP R3000 | Variant of 3071E | GigaSPEED XL® 3071 ETL Verified Category 6 U/UTP Cable, low smoke zero halogen, blue jacket, 4 pair count, 3000 ft (914 m) length, reel | SYSTIMAX® | GigaSPEED XL® |  | Twisted pair cable
760081398 | 1291B SLT C6A 4/23 F/UTP R1000 | Variant of 1291B | GigaSPEED X10D® 1291B ETL Verified Category 6A F/UTP Cable, non-plenum, slate jacket, 4 pair count, 1000 ft (305 m) length, reel | SYSTIMAX® | GigaSPEED X10D® |  | Twisted pair cable
760081273 | 3071E RED C6 4/23 U/UTP R3000 | Variant of 3071E | GigaSPEED XL® 3071 ETL Verified Category 6 U/UTP Cable, low smoke zero halogen, red jacket, 4 pair count, 3000 ft (914 m) length, reel | SYSTIMAX® | GigaSPEED XL® |  | Twisted pair cable
760081406 | 1291B WHT C6A 4/23 F/UTP R1000 | Variant of 1291B | GigaSPEED X10D® 1291B ETL Verified Category 6A F/UTP Cable, non-plenum, white jacket, 4 pair count, 1000 ft (305 m) length, reel | SYSTIMAX® | GigaSPEED X10D® |  | Twisted pair cable
760081281 | 3071E WHT C6 4/23 U/UTP R3000 | Variant of 3071E | GigaSPEED XL® 3071 ETL Verified Category 6 U/UTP Cable, low smoke zero halogen, white jacket, 4 pair count, 3000 ft (914 m) length, reel | SYSTIMAX® | GigaSPEED XL® |  | Twisted pair cable
760081323 | 3291B WHT C6A 4/23 F/UTP R1000 | Variant of 3291B | GigaSPEED X10D® 3291B Category 6A F/UTP Cable, low smoke zero halogen, white jacket, 4 pair count, 1000 ft (305 m) length, reel | SYSTIMAX® | GigaSPEED X10D® |  | Twisted pair cable
760081364 | 1291B BLU C6A 4/23 F/UTP R1000 | Variant of 1291B | GigaSPEED X10D® 1291B ETL Verified Category 6A F/UTP Cable, non-plenum, blue jacket, 4 pair count, 1000 ft (305 m) length, reel | SYSTIMAX® | GigaSPEED X10D® |  | Twisted pair cable
760081372 | 1291B GRN C6A 4/23 F/UTP R1000 | Variant of 1291B | GigaSPEED X10D® 1291B ETL Verified Category 6A F/UTP Cable, non-plenum, green jacket, 4 pair count, 1000 ft (305 m) length, reel | SYSTIMAX® | GigaSPEED X10D® |  | Twisted pair cable
760081380 | 1291B ORG C6A 4/23 F/UTP R1000 | Variant of 1291B | GigaSPEED X10D® 1291B ETL Verified Category 6A F/UTP Cable, non-plenum, orange jacket, 4 pair count, 1000 ft (305 m) length, reel | SYSTIMAX® | GigaSPEED X10D® |  | Twisted pair cable
760090043 | 1571A BK 4/24 R3000 | Variant of 1571A | GigaSPEED XL® 1571 Category 6 U/UTP Cable, outdoor, black jacket, 4 pair count, 3000 ft (914 m) length, reel | SYSTIMAX® | GigaSPEED XL® |  | Twisted pair cable
760092361 | MGS600-BK | Variant of MGS600 | GigaSPEED X10D® M-Series Modular Jack, RJ45, Cat6A Unshielded, Black | SYSTIMAX® | GigaSPEED X10D® | MGS600 | Modular jack
760092387 | MGS600-YL | Variant of MGS600 | GigaSPEED X10D® M-Series Modular Jack, RJ45, Cat6A Unshielded, Yellow | SYSTIMAX® | GigaSPEED X10D® | MGS600 | Modular jack
760092478 | MGS600-AL | Variant of MGS600 | GigaSPEED X10D® M-Series Modular Jack, RJ45, Cat6A Unshielded, Almond | SYSTIMAX® | GigaSPEED X10D® | MGS600 | Modular jack |  | Discontinued
760092437 | MGS600-GY | Variant of MGS600 | GigaSPEED X10D® M-Series Modular Jack, RJ45, Cat6A Unshielded, Gray | SYSTIMAX® | GigaSPEED X10D® | MGS600 | Modular jack
760092445 | MGS600-RD | Variant of MGS600 | GigaSPEED X10D® M-Series Modular Jack, RJ45, Cat6A Unshielded, Red | SYSTIMAX® | GigaSPEED X10D® | MGS600 | Modular jack
760102277 | 360-PM-GS6-DM6 | Variant | SYSTIMAX 360™ GigaSPEED X10D® PATCHMAX® Unshielded Distribution Module Cat6A, 6 port, Gray | SYSTIMAX® | GigaSPEED X10D® ¦ SYSTIMAX 360™ |  | Module
760033928 | 600G2-1U-UP-FX | Variant | G2 1U Fixed Faceplate style, unloaded Fiber Optic Panel, without front faceplate, black | CommScope® |  |  | Fiber patch panel
760041962 | MGS400-BK-100 | Variant of MGS400 | GigaSPEED XL® M-Series Modular Jack, RJ45, Cat6 Unshielded, Black (100 ea/pkg) | SYSTIMAX® | GigaSPEED XL® | MGS400 | Modular jack
760041913 | 2061F BL 4/24 W1000 | Variant of 2061F | PowerSUM 2061F ETL Verified Category 5e U/UTP Cable, plenum, blue jacket, 4 pair count, 1000 ft (305 m) length, WE TOTE® box | SYSTIMAX® | PowerSUM |  | Twisted pair cable
760041970 | MGS400-IV-100 | Variant of MGS400 | GigaSPEED XL® M-Series Modular Jack, RJ45, Cat6 Unshielded, Ivory (100 ea/pkg) | SYSTIMAX® | GigaSPEED XL® | MGS400 | Modular jack
760041921 | 2061F WH 4/24 W1000 | Variant of 2061F | PowerSUM 2061F ETL Verified Category 5e U/UTP Cable, plenum, white jacket, 4 pair count, 1000 ft (305 m) length, WE TOTE® box | SYSTIMAX® | PowerSUM |  | Twisted pair cable
760041988 | MGS400-WH-100 | Variant of MGS400 | GigaSPEED XL® M-Series Modular Jack, RJ45, Cat6 Unshielded, White (100 ea/pkg) | SYSTIMAX® | GigaSPEED XL® | MGS400 | Modular jack
760041996 | MGS400-BL-100 | Variant of MGS400 | GigaSPEED XL® M-Series Modular Jack, RJ45, Cat6 Unshielded, Blue (100 ea/pkg) | SYSTIMAX® | GigaSPEED XL® | MGS400 | Modular jack
760043158 | 2071E RED C6 4/23 U/UTP R3000 | Variant of 2071E | GigaSPEED XL® 2071E ETL Verified Category 6 U/UTP Cable, plenum, red jacket, 4 pair count, 3000 ft (914 m) length, reel | SYSTIMAX® | GigaSPEED XL® |  | Twisted pair cable
760049668 | 2061F SL 4/24 R3000 | Variant of 2061F | PowerSUM 2061F ETL Verified Category 5e U/UTP Cable, plenum, slate jacket, 4 pair count, 3000 ft (914 m) length, reel | SYSTIMAX® | PowerSUM |  | Twisted pair cable
760049684 | 2061F OR 4/24 R3000 | Variant of 2061F | PowerSUM 2061F ETL Verified Category 5e U/UTP Cable, plenum, orange jacket, 4 pair count, 3000 ft (914 m) length, reel | SYSTIMAX® | PowerSUM |  | Twisted pair cable
760049700 | 2061F SG 4/24 W1000 | Variant of 2061F | PowerSUM 2061F ETL Verified Category 5e U/UTP Cable, plenum, spring green jacket, 4 pair count, 1000 ft (305 m) length, WE TOTE® box | SYSTIMAX® | PowerSUM |  | Twisted pair cable
760118505 | 2091B PNK C6A 4/23 U/UTP R1000 | Variant of 2091B | GigaSPEED X10D® 2091B ETL Verified Category 6A U/UTP Cable, pink jacket, 4 pair count, 1000 ft (305 m) length, reel | SYSTIMAX® | GigaSPEED X10D® |  | Twisted pair cable
760119214 | 3091B RED C6A 4/23 U/UTP W1000 | Variant of 3091B | GigaSPEED X10D® 3091B ETL Verified Category 6A U/UTP Cable, red jacket, 4 pair count, 1000 ft (305 m) length, WE TOTE® box | SYSTIMAX® | GigaSPEED X10D® |  | Twisted pair cable
760122630 | 2291B BLU C6A 4/23 F/UTP R1000 | Variant of 2291B | GigaSPEED X10D® 2291B ETL Verified Category 6A F/UTP Cable, plenum, blue jacket, 4 pair count, 1000 ft (305 m) length, reel | SYSTIMAX® | GigaSPEED X10D® |  | Twisted pair cable
760122648 | 2291B WHT C6A 4/23 F/UTP R1000 | Variant of 2291B | GigaSPEED X10D® 2291B ETL Verified Category 6A F/UTP Cable, plenum, white jacket, 4 pair count, 1000 ft (305 m) length, reel | SYSTIMAX® | GigaSPEED X10D® |  | Twisted pair cable
760004697 | 1071E BLU C6 4/23 U/UTP R1000 | Variant of 1071E | GigaSPEED XL® 1071E ETL Verified Category 6 U/UTP Cable, non-plenum, blue jacket, 4 pair count, 1000 ft (305 m) length, reel | SYSTIMAX® | GigaSPEED XL® |  | Twisted pair cable
760005652 | 2071E SLT C6 4/23 U/UTP R3000 | Variant of 2071E | GigaSPEED XL® 2071E ETL Verified Category 6 U/UTP Cable, plenum, slate jacket, 4 pair count, 3000 ft (914 m) length, reel | SYSTIMAX® | GigaSPEED XL® |  | Twisted pair cable
760021204 | 2071E SGR C6 4/23 U/UTP R3000 | Variant of 2071E | GigaSPEED XL® 2071E ETL Verified Category 6 U/UTP Cable, plenum, spring green jacket, 4 pair count, 3000 ft (914 m) length, reel | SYSTIMAX® | GigaSPEED XL® |  | Twisted pair cable
760031088 | 1261F SL 4/24 R1000 | Variant | Category 5e F/UTP 1261F Cable, non-plenum, slate jacket, 4 pair count, 1000 ft (305 m) length, reel | SYSTIMAX® |  |  | Twisted pair cable
700210164 | 2071E SGR C6 4/23 U/UTP W1000 | Variant of 2071E | GigaSPEED XL® 2071E ETL Verified Category 6 U/UTP Cable, plenum, spring green jacket, 4 pair count, 1000 ft (305 m) length, WE TOTE® box | SYSTIMAX® | GigaSPEED XL® |  | Twisted pair cable
700210008 | 2071E ORG C6 4/23 U/UTP R1000 | Variant of 2071E | GigaSPEED XL® 2071E ETL Verified Category 6 U/UTP Cable, plenum, orange jacket, 4 pair count, 1000 ft (305 m) length, reel | SYSTIMAX® | GigaSPEED XL® |  | Twisted pair cable
700210214 | 2071E LIL C6 4/23 U/UTP W1000 | Variant of 2071E | GigaSPEED XL® 2071E ETL Verified Category 6 U/UTP Cable, plenum, lilac jacket, 4 pair count, 1000 ft (305 m) length, WE TOTE® box | SYSTIMAX® | GigaSPEED XL® |  | Twisted pair cable
700210222 | 2071E BLK C6 4/23 U/UTP R1000 | Variant of 2071E | GigaSPEED XL® 2071E ETL Verified Category 6 U/UTP Cable, plenum, black jacket, 4 pair count, 1000 ft (305 m) length, reel | SYSTIMAX® | GigaSPEED XL® |  | Twisted pair cable
700210230 | 2071E BLK C6 4/23 U/UTP W1000 | Variant of 2071E | GigaSPEED XL® 2071E ETL Verified Category 6 U/UTP Cable, plenum, black jacket, 4 pair count, 1000 ft (305 m) length, WE TOTE® box | SYSTIMAX® | GigaSPEED XL® |  | Twisted pair cable
700212103 | 1071E ORG C6 4/23 U/UTP W1000 | Variant of 1071E | GigaSPEED XL® 1071E ETL Verified Category 6 U/UTP Cable, non-plenum, orange jacket, 4 pair count, 1000 ft (305 m) length, WE TOTE® box | SYSTIMAX® | GigaSPEED XL® |  | Twisted pair cable
700210099 | 2071E BLU C6 4/23 U/UTP R3000 | Variant of 2071E | GigaSPEED XL® 2071E ETL Verified Category 6 U/UTP Cable, plenum, blue jacket, 4 pair count, 3000 ft (914 m) length, reel | SYSTIMAX® | GigaSPEED XL® |  | Twisted pair cable
700212012 | 1071E RED C6 4/23 U/UTP R1000 | Variant of 1071E | GigaSPEED XL® 1071E ETL Verified Category 6 U/UTP Cable, non-plenum, red jacket, 4 pair count, 1000 ft (305 m) length, reel | SYSTIMAX® | GigaSPEED XL® |  | Twisted pair cable
700212020 | 1071E RED C6 4/23 U/UTP W1000 | Variant of 1071E | GigaSPEED XL® 1071E ETL Verified Category 6 U/UTP Cable, non-plenum, red jacket, 4 pair count, 1000 ft (305 m) length, WE TOTE® box | SYSTIMAX® | GigaSPEED XL® |  | Twisted pair cable
700211931 | 1071E SLT C6 4/23 U/UTP W1000 | Variant of 1071E | GigaSPEED XL® 1071E ETL Verified Category 6 U/UTP Cable, non-plenum, slate jacket, 4 pair count, 1000 ft (305 m) length, WE TOTE® box | SYSTIMAX® | GigaSPEED XL® |  | Twisted pair cable
700212061 | 1071E SGR C6 4/23 U/UTP W1000 | Variant of 1071E | GigaSPEED XL® 1071E ETL Verified Category 6 U/UTP Cable, non-plenum, spring green jacket, 4 pair count, 1000 ft (305 m) length, WE TOTE® box | SYSTIMAX® | GigaSPEED XL® |  | Twisted pair cable
700216443 | 3071E WHT C6 4/23 U/UTP R1000 | Variant of 3071E | GigaSPEED XL® 3071 ETL Verified Category 6 U/UTP Cable, low smoke zero halogen, white jacket, 4 pair count, 1000 ft (305 m) length, reel | SYSTIMAX® | GigaSPEED XL® |  | Twisted pair cable
700216450 | 3071E WHT C6 4/23 U/UTP W1000 | Variant of 3071E | GigaSPEED XL® 3071 ETL Verified Category 6 U/UTP Cable, low smoke zero halogen, white jacket, 4 pair count, 1000 ft (305 m) length, WE TOTE® box | SYSTIMAX® | GigaSPEED XL® |  | Twisted pair cable
700214372 | 2071E SLT C6 4/23 U/UTP W1000 | Variant of 2071E | GigaSPEED XL® 2071E ETL Verified Category 6 U/UTP Cable, plenum, slate jacket, 4 pair count, 1000 ft (305 m) length, WE TOTE® box | SYSTIMAX® | GigaSPEED XL® |  | Twisted pair cable
760001669 | PMGS3-2U | Variant of PATCHMAX-PANELS | GigaSPEED XL® PATCHMAX® GS3 Category 6 U/UTP 2U Panel Kit | SYSTIMAX® | GigaSPEED XL® ¦ PATCHMAX® | NA | RJ45 patch panel
760051615 | 2061F BK 4/24 W1000 | Variant of 2061F | PowerSUM 2061F ETL Verified Category 5e U/UTP Cable, plenum, black jacket, 4 pair count, 1000 ft (305 m) length, WE TOTE® box | SYSTIMAX® | PowerSUM |  | Twisted pair cable
760051623 | 2061F RD 4/24 W1000 | Variant of 2061F | PowerSUM 2061F ETL Verified Category 5e U/UTP Cable, plenum, red jacket, 4 pair count, 1000 ft (305 m) length, WE TOTE® box | SYSTIMAX® | PowerSUM |  | Twisted pair cable
760051631 | 2061F LL 4/24 W1000 | Variant of 2061F | PowerSUM 2061F ETL Verified Category 5e U/UTP Cable, plenum, lilac jacket, 4 pair count, 1000 ft (305 m) length, WE TOTE® box | SYSTIMAX® | PowerSUM |  | Twisted pair cable
760055830 | 2071E PRP C6 4/23 U/UTP R1000 | Variant of 2071E | GigaSPEED XL® 2071E ETL Verified Category 6 U/UTP Cable, plenum, purple jacket, 4 pair count, 1000 ft (305 m) length, reel | SYSTIMAX® | GigaSPEED XL® |  | Twisted pair cable
760060277 | VP360-CB-10 | Variant | GigaSPEED X10D® VisiPatch® 360 Connecting Block, 10 pack | SYSTIMAX® | VisiPatch® |  | Connecting block
760056069 | MGS-CAP-CLR-25 | Variant of MGS-CAP | MGS Cap Kit with Strain Relief, Clear (25 ea/pkg) | SYSTIMAX® |  |  | Cap
760060327 | VP360-RMBKT | Variant | GigaSPEED X10D® VisiPatch® 360 19 In. Rack Mounting Bracket | SYSTIMAX® | VisiPatch® |  | Bracket kit
760062356 | PM-GS3-24 | Variant of PATCHMAX-PANELS | GigaSPEED XL® PATCHMAX® GS3 Category 6 U/UTP Copper Patch Panel, 24 Port | SYSTIMAX® | GigaSPEED XL® ¦ PATCHMAX® | NA | RJ45 patch panel
760062364 | PM-GS3-48 | Variant of PATCHMAX-PANELS | GigaSPEED XL® PATCHMAX® GS3 Category 6 U/UTP Copper Patch Panel, 48 Port | SYSTIMAX® | GigaSPEED XL® ¦ PATCHMAX® | NA | RJ45 patch panel
760064568 | M110 Bit | Variant | VisiPatch® Extended M110 Bit for D-914 Tool | SYSTIMAX® | VisiPatch® |  | Tool accessory |  | Discontinued
700022643 | 1061B RD 4/24 W1000 | Variant of 1061B | PowerSUM 1061B ETL Verified Category 5e U/UTP Cable, non-plenum CMR rated, red jacket, 4 pair count, 1000 ft (305 m) length, WE TOTE® box | SYSTIMAX® | PowerSUM |  | Twisted pair cable
700207889 | 1061C1 LB 4/24 W1000 | Variant of 1061C | PowerSUM 1061C ETL Verified Category 5e U/UTP Cable, non-plenum CM rated, light blue jacket, 4 pair count, 1000 ft (305 m) length, WE TOTE® box | SYSTIMAX® | PowerSUM |  | Twisted pair cable
760245326 | CM12-2X3-LS-AF | Variant of G2-MODULES | G2 MPOptimate® Multimode OM4 Conversion Module, (2) MPO-12 pinned ports rear, (3) MPO-8 pinned front, Method A Pair Flipped | CommScope® | MPOptimate® |  | Fiber module
760245723 | CHD12-DM-12LC-LS-B-ULL | Variant of CHD-MODULES | CHD ULL Multimode MPO-12 distribution module, 12LC to 1x12f MPO unpinned, dust plugs | CommScope® | SYSTIMAX ULL | CHD | Fiber module
760246341 | HD-CBL-MGMT-TRAY-48PK | Variant | Cable management tray for HD sliding panels. Pack of 48 | CommScope® |  |  | Cable management hardware
760236812 | UD-2U-REAR-EXT-12-KIT | Variant | Ultra High Density 2U Fiber Shelf Rear Extension, 12 cable entries, silver | CommScope® |  | UD | Extension unit
760237064 | 360-IPR-SMOD-A-6A-1U-24 | Variant of 360-MOD-PANELS | SYSTIMAX 360™ GigaSHIELD X10D® Shielded Angled Modular Panel, Cat 6A, 1U, 24 port, Silver | SYSTIMAX® |  |  | Copper patch panel
760237216 | CM12-2X3-SM-ULL | Variant of G2-MODULES | G2 ULL 2x3 Singlemode Conversion Module, (2) MPO-12 unpinned ports rear, (3) MPO-8 pinned front | CommScope® | SYSTIMAX ULL |  | Fiber module
760237219 | CM12-4X6-SM-ULL | Variant of G2-MODULES | G2 ULL 4x6 Singlemode Conversion Module, (4) MPO-12 unpinned ports rear, (6) MPO-8 pinned front | CommScope® | SYSTIMAX ULL |  | Fiber module
760237220 | CM12-4X6-LS-ULL | Variant of G2-MODULES | G2 ULL 4x6 Multimode OM4 Conversion Module, (4) MPO-12 unpinned ports rear, (6) MPO-8 pinned front | CommScope® | SYSTIMAX ULL |  | Fiber module
760237062 | 360-IPR-SMOD-6A-1U-24 | Variant of 360-MOD-PANELS | SYSTIMAX 360™ GigaSHIELD X10D® Shielded Modular Panel, Cat 6A, 1U, 24 port, Silver | SYSTIMAX® |  |  | Copper patch panel
760237221 | CM12-4X6-WB-ULL | Variant of G2-MODULES | G2 ULL 4x6 Multimode OM5 WideBand Conversion Module, (4) MPO-12 unpinned ports rear, (6) MPO-8 pinned front | CommScope® | SYSTIMAX ULL |  | Fiber module
760237224 | CM24-2X6-LS-ULL | Variant of G2-MODULES | G2 ULL 2x6 Multimode OM4 Conversion Module, (2) MPO-24 unpinned ports rear, (6) MPO-8 pinned front | CommScope® | SYSTIMAX ULL |  | Fiber module
760237625 | 3091B-C SLT 4/23 R1000 | Variant of 3091B | GigaSPEED X10D® 3091B-C ETL Verified Category 6A U/UTP Cable, slate jacket, 4 pair count, 1000 ft (305 m) length, reel | SYSTIMAX® | GigaSPEED X10D® |  | Twisted pair cable |  | Discontinued
760237718 | HD-1U-23IN-KIT | Variant | Extender / Recess Bracket 1 RU | CommScope® |  |  | Mounting bracket
760237721 | HD-4U-23IN-KIT | Variant | Extender / Recess Bracket 4 RU | CommScope® |  |  | Mounting bracket
760237886 | 3291B-B WHT C6A 4/23 F/UTP R1000 | Variant of 3291B | GigaSPEED X10D® 3291B-B Category 6A F/UTP Cable, low smoke zero halogen, white jacket, 4 pair count, 1000 ft (305 m) length, reel | SYSTIMAX® | GigaSPEED X10D® |  | Twisted pair cable
760237949 | 3298A-C WH 4/23 R1640 | Variant | 3298A-C Category 7A S/FTP Cable, low smoke zero halogen, white jacket, 4 pair count, 1640 ft (500 m) length, reel | CommScope® |  |  | Twisted pair cable |  | Discontinued
760237884 | 3091B-B WHT 4/23 R1000 | Variant of 3091B | GigaSPEED X10D® 3091B-B ETL Verified Category 6A U/UTP Cable, white jacket, 4 pair count, 1000 ft (305 m) length, reel | SYSTIMAX® | GigaSPEED X10D® |  | Twisted pair cable
760237993 | EHD12-DM-24LC-LS-B-ULL | Variant of EHD-MODULES | EHD ULL Multimode OM4 MPO-12 distribution module, 24LC to 2x12f MPOs unpinned, dust plugs | CommScope® | SYSTIMAX ULL | EHD | Fiber module
760237994 | EHD12-DM-24LC-WB-B-ULL | Variant of EHD-MODULES | EHD ULL Multimode OM5 Wideband MPO-12 distribution module, 24LC to 2x12f MPOs unpinned, dust plugs | CommScope® | SYSTIMAX ULL | EHD | Fiber module
874039504/10 | CS34P-IO BLU C6 4/23 U/UTP RL 1KFT | Variant of CS34P-IO | CS34P-IO Indoor/Outdoor Category 6 U/UTP Cable, plenum, outdoor rated, blue jacket, 4 pair count, 1000 ft (305 m) length reel | CommScope® |  |  | Twisted pair cable
874022104/10 | CS34P-IO GRY C6 4/23 U/UTP RL 1KFT | Variant of CS34P-IO | CS34P-IO Indoor/Outdoor Category 6 U/UTP Cable, plenum, outdoor rated, gray jacket, 4 pair count, 1000 ft (305 m) length reel | CommScope® |  |  | Twisted pair cable
874040404/10 | CS34P-IO WHT C6 4/23 U/UTP RL 1KFT | Variant of CS34P-IO | CS34P-IO Indoor/Outdoor Category 6 U/UTP Cable, plenum, outdoor rated, white jacket, 4 pair count, 1000 ft (305 m) length reel | CommScope® |  |  | Twisted pair cable
760245425 | DM12-12SCA-SM-A | Variant of G2-MODULES | G2 MPOptimate® Singlemode MPO-12 Distribution Module, 12SC APC to 1x12f MPO pinned , dust plugs | CommScope® |  | G2 | Fiber module
760245426 | DM12-12SCA-SM-AF | Variant of G2-MODULES | G2 MPOptimate® Singlemode MPO-12 Distribution Module, 12SC APC to 1x12f MPO pinned , dust plugs | CommScope® |  | G2 | Fiber module
CO1SJO2-88N018 | CCA-CAT6A-WH-18IN | Variant of CCA-CORDS | CommScope® Category 6A U/UTP Cord, Plenum, RJ45 to Ceiling connector, 18 in, white | CommScope® |  |  | Twisted pair patch cord
CO1SJO2-88F003 | CCA-CAT6A-WH-3FT | Variant of CCA-CORDS | CommScope® Category 6A U/UTP Cord, Plenum, RJ45 to Ceiling connector, 3 ft, white | CommScope® |  |  | Twisted pair patch cord
CO1SJO2-88F007 | CCA-CAT6A-WH-7FT | Variant of CCA-CORDS | CommScope® Category 6A U/UTP Cord, Plenum , RJ45 to Ceiling connector, 7 ft, white | CommScope® |  |  | Twisted pair patch cord
CO1SJO2-88F015 | CCA-CAT6A-WH-15FT | Variant of CCA-CORDS | CommScope® Category 6A U/UTP Cord, Plenum , RJ45 to Ceiling connector, 15 ft, white | CommScope® |  |  | Twisted pair patch cord
CO1SJO2-88F020 | CCA-CAT6A-WH-20FT | Variant of CCA-CORDS | CommScope® Category 6A U/UTP Cord, Plenum , RJ45 to Ceiling connector, 20 ft, white | CommScope® |  |  | Twisted pair patch cord
CO1SJO2-88F025 | CCA-CAT6A-WH-25FT | Variant of CCA-CORDS | CommScope® Category 6A U/UTP Cord, Plenum , RJ45 to Ceiling connector, 25 ft, white | CommScope® |  |  | Twisted pair patch cord
CO1SJO2-88F030 | CCA-CAT6A-WH-30FT | Variant of CCA-CORDS | CommScope® Category 6A U/UTP Cord, Plenum , RJ45 to Ceiling connector, 30 ft, white | CommScope® |  |  | Twisted pair patch cord
CO1SJO2-88F050 | CCA-CAT6A-WH-50FT | Variant of CCA-CORDS | CommScope® Category 6A U/UTP Cord, Plenum , RJ45 to Ceiling connector, 50 ft, white | CommScope® |  |  | Twisted pair patch cord
CO13JX2-11N018 | CCA-CAT6-BK-18IN | Variant of CCA-CORDS | CommScope® Category 6 U/UTP Cord, Plenum, RJ45 to Ceiling connector, 18 in, black | CommScope® |  |  | Twisted pair patch cord
CO13JX2-11F002 | CCA-CAT6-BK-2FT | Variant of CCA-CORDS | CommScope® Category 6 U/UTP Cord, Plenum, RJ45 to Ceiling connector, 2 ft, black | CommScope® |  |  | Twisted pair patch cord
CO13JX2-11F003 | CCA-CAT6-BK-3FT | Variant of CCA-CORDS | CommScope® Category 6 U/UTP Cord, Plenum, RJ45 to Ceiling connector, 3 ft, black | CommScope® |  |  | Twisted pair patch cord
CO13JX2-11F007 | CCA-CAT6-BK-7FT | Variant of CCA-CORDS | CommScope® Category 6 U/UTP Cord, Plenum, RJ45 to Ceiling connector, 7 ft, black | CommScope® |  |  | Twisted pair patch cord
CO13JX2-11F011 | CCA-CAT6-BK-11FT | Variant of CCA-CORDS | CommScope® Category 6 U/UTP Cord, Plenum, RJ45 to Ceiling connector, 11 ft, black | CommScope® |  |  | Twisted pair patch cord
CO13JX2-11F015 | CCA-CAT6-BK-15FT | Variant of CCA-CORDS | CommScope® Category 6 U/UTP Cord, Plenum, RJ45 to Ceiling connector, 15 ft, black | CommScope® |  |  | Twisted pair patch cord
CO13JX2-11F025 | CCA-CAT6-BK-25FT | Variant of CCA-CORDS | CommScope® Category 6 U/UTP Cord, Plenum, RJ45 to Ceiling connector, 25 ft, black | CommScope® |  |  | Twisted pair patch cord
CO13JX2-11F030 | CCA-CAT6-BK-30FT | Variant of CCA-CORDS | CommScope® Category 6 U/UTP Cord, Plenum, RJ45 to Ceiling connector, 30 ft, black | CommScope® |  |  | Twisted pair patch cord
CO13JX2-11F040 | CCA-CAT6-BK-40FT | Variant of CCA-CORDS | CommScope® Category 6 U/UTP Cord, Plenum, RJ45 to Ceiling connector, 40 ft, black | CommScope® |  |  | Twisted pair patch cord
CO13JX2-11F050 | CCA-CAT6-BK-50FT | Variant of CCA-CORDS | CommScope® Category 6 U/UTP Cord, Plenum, RJ45 to Ceiling connector, 50 ft, black | CommScope® |  |  | Twisted pair patch cord
CO1SJO2-11F011 | CCA-CAT6A-BK-11FT | Variant of CCA-CORDS | CommScope® Category 6A U/UTP Cord, Plenum, RJ45 to Ceiling connector, 11 ft, black | CommScope® |  |  | Twisted pair patch cord
CO1SJO2-11F020 | CCA-CAT6A-BK-20FT | Variant of CCA-CORDS | CommScope® Category 6A U/UTP Cord, Plenum, RJ45 to Ceiling connector, 20 ft, black | CommScope® |  |  | Twisted pair patch cord
CO1SJO2-11F030 | CCA-CAT6A-BK-30FT | Variant of CCA-CORDS | CommScope® Category 6A U/UTP Cord, Plenum, RJ45 to Ceiling connector, 30 ft, black | CommScope® |  |  | Twisted pair patch cord
CO1SJO2-11F050 | CCA-CAT6A-BK-50FT | Variant of CCA-CORDS | CommScope® Category 6A U/UTP Cord, Plenum, RJ45 to Ceiling connector, 50 ft, black | CommScope® |  |  | Twisted pair patch cord
760248335 | CHD-ES-1U | Variant of CHD-PANELS | CHD 1U fixed fiber panel, accepts (12) CHD ULL modules, splice cassettes or MPO panels, providing up to 72 duplex LC ports or up to 72 MPO ports, black, High Speed Migration | CommScope® |  | CHD | Fiber patch panel
760224113 | 360DMis-12LC-WB | Variant of G2-MODULES | G2 LL Multimode OM5 MPO 12 distribution module, 12 LC to 1x12f MPO pinned, internal shutters | CommScope® | InstaPATCH® 360 | G2 | Fiber module
760225896 | UD-1U-REAR-DOOR-COVER | Variant | Ultra High Density 1U Fiber Shelf Rear Door Cover, silver | CommScope® |  | UD | Door kit
760225573 | VP360 SEATING TOOL | Variant | GigaSPEED X10D® VisiPatch® 360 4-Pair Head for 788 Tool | SYSTIMAX® | VisiPatch® |  | Tool accessory
760225912 | UD-4U-REAR-DOOR | Variant | Ultra High Density 4U Fiber Shelf Rear Door, silver | CommScope® |  | UD | Door kit
760224238 | 360DMis-12LCA-SM | Variant of G2-MODULES | G2 LL Singlemode MPO 12 distribution module, 12 LC APC to 1x12f MPO pinned, internal shutters | CommScope® | InstaPATCH® 360 | G2 | Fiber module
760225540 | 360-iP-E-BB-BK | Variant | SYSTIMAX 360™ iPatch Evolve Blank bezel Kit (black) | SYSTIMAX® | SYSTIMAX 360™ ¦ iPatch® |  | Bezel
760225870 | UD-1U-REAR-EXT | Variant | Ultra High Density 1U Fiber Shelf Rear Extension, 6 Cable Entries, silver | CommScope® |  | UD | Extension unit
FPCA-EEYZ |  | Variant of FPCA | Fiber Optic Patch Cord, singlemode, 1.2 mm LSZH jacket, SC/APC-SC/APC, yellow |  |  | FPCA | Fiber patch cord ¦ simplex
FPCA-KKYZ |  | Variant of FPCA | Fiber Optic Patch Cord, singlemode, 1.2 mm LSZH jacket, LC/UPC-LC/UPC, yellow |  |  | FPCA | Fiber patch cord ¦ simplex
FPCA-MMYZ |  | Variant of FPCA | Fiber Optic Patch Cord, singlemode, 1.2 mm LSZH jacket, LC/APC-LC/APC, yellow |  |  | FPCA | Fiber patch cord ¦ simplex
760252823 | 1091SD LBL C6A 4/23 U/UTP R1000 | Variant of 1091SD | GigaSPEED X10D® 1091SD ETL Verified Category 6A U/UTP Cable, Lt blue jacket, 4 pair count, 1000 ft (305 m) length, reel | SYSTIMAX® | GigaSPEED X10D® |  | Twisted pair cable
760253621 | 2091SDB BLU C6A 4/23 U/UTP R1000 | Variant of 2091SDB | GigaSPEED X10D® 2091SDB ETL verified Category 6A U/UTP Cable, plenum, blue jacket, 4 pair count, 1000 ft (305 m) length, reel | SYSTIMAX® | GigaSPEED X10D® |  | Twisted pair cable
760253623 | 2091SDB SLT C6A 4/23 U/UTP R1000 | Variant of 2091SDB | GigaSPEED X10D® 2091SDB ETL Verified Category 6A U/UTP Cable, plenum, slate jacket, 4 pair count, 1000 ft (305 m) length, reel | SYSTIMAX® | GigaSPEED X10D® |  | Twisted pair cable
760253625 | 2091SDB GRN C6A 4/23 U/UTP R1000 | Variant of 2091SDB | GigaSPEED X10D® 2091SDB ETL verified Category 6A U/UTP Cable, plenum, green jacket, 4 pair count, 1000 ft (305 m) length, reel | SYSTIMAX® | GigaSPEED X10D® |  | Twisted pair cable
760253630 | 2091SDB BLK C6A 4/23 U/UTP R1000 | Variant of 2091SDB | GigaSPEED X10D® 2091SDB ETL Verified Category 6A U/UTP Cable, plenum, Black jacket, 4 pair count, 1000 ft (305 m) length, reel | SYSTIMAX® | GigaSPEED X10D® |  | Twisted pair cable
CHD-2U-W |  | Variant of CHD-PANELS | SYSTIMAX® CHD 2U sliding tray fiber panel, accepts (24) CHD ULL modules, splice cassettes or MPO panels, providing up to 144 duplex LC ports or up to 144 MPO ports, white, High Speed Migration | CommScope® |  | CHD | Fiber patch panel |  | Discontinued
CHD-4U-W |  | Variant of CHD-PANELS | SYSTIMAX® CHD 4U sliding tray fiber panel, accepts (48) CHD ULL modules, splice cassettes or MPO panels, providing up to 288 duplex LC ports or up to 288 MPO ports, white, High Speed Migration | CommScope® |  | CHD | Fiber patch panel |  | Discontinued
760235103 | 1291B BLK C6A 4/23 F/UTP R1000 | Variant of 1291B | GigaSPEED X10D® 1291B ETL Verified Category 6A F/UTP Cable, non-plenum, black jacket, 4 pair count, 1000 ft (305 m) length, reel | SYSTIMAX® | GigaSPEED X10D® |  | Twisted pair cable
760246209 | 1091SD YEL C6A 4/23 U/UTP R1000 | Variant of 1091SD | SYSTIMAX GigaSPEED X10D® 1091SD ETL Verified Category 6A U/UTP Cable, yellow jacket, 4 pair count, 1000 ft (305 m) length, reel | SYSTIMAX® | GigaSPEED X10D® |  | Twisted pair cable
760256558 | CPP-UDDM-M-KIT-4PK | Variant | Unshielded Discrete Distribution Module, M-series, (4 ea/pkg), Black | CommScope® |  |  | Module
760253796 | PPL-1U-HD-FX | Variant of PROPEL-PANELS | Propel 1RU fixed tray fiber panel, accepts Propel components, providing up to 48 duplex LC ports, 48 MPO ports or 96 SN ports (192f) | CommScope® | Propel | PPL | Fiber patch panel
UTG760251780 | 1091B-UTG WH C6A 4/23 U/UTP W1000 ANATEL | Variant of 1091B-UTG | GigaSPEED X10D® 1091B-UTG ETL Verified Category 6A U/UTP Cable, white jacket, 4 pair count, 1000 ft (305 m) length, WE TOTE® box ANATEL | SYSTIMAX® | GigaSPEED X10D® |  | Twisted pair cable
760251245 | 360-IPR-SMOD-A-2U-48 | Variant of 360-MOD-PANELS | SYSTIMAX 360™ Shielded Angled Modular Panel, Empty, 2U, 48 port, Silver | SYSTIMAX® |  |  | Copper patch panel
760252003 | PPL-2U | Variant of PROPEL-PANELS | Propel 2RU sliding tray fiber panel, accepts Propel ULL modules or adapter packs, providing up to 144 duplex LC ports, 144 MPO ports or 288 SN ports (576f) | CommScope® | Propel | PPL | Fiber patch panel
760248069 | CHD08-DM-PBLC-SM-B-ULL | Variant of CHD-MODULES | CHD ULL Singlemode, MPO-8 distribution module, 8LC to 1x8f MPO unpinned with port blockers, dust plugs | CommScope® | SYSTIMAX ULL | CHD | Fiber module
760248405 | CHD08-DM-PBLC-LS-B-ULL | Variant of CHD-MODULES | CHD ULL Multimode, MPO-8 distribution module, 8LC to 1x8f MPO unpinned with port blockers, dust plugs | CommScope® | SYSTIMAX ULL | CHD | Fiber module
760244688 | DM12-24LCA-SM-AS | Variant of G2-MODULES | G2 MPOptimate® Singlemode MPO-12 Distribution Module, 24LC APC to 2x12f MPO's pinned, internal shutters | CommScope® |  | G2 | Fiber module
2-1499418-1 | 1061F Cat5e U/UTP WHT 25/24 R4000 | Variant of 1061F | 1061F Cat5e U/UTP Cable, Riser, White Jacket, 25 pair count, 4000 ft (1220 M) length reel | CommScope® |  |  | Twisted pair cable
UN874047904/10 | CS44PSD BLU C6A 4/23 U/UTP RL 1KFT | Variant of CS44PSD | CS44PSD ETL verified Category 6A U/UTP Cable, plenum, blue jacket, 4 pair count, 1000 ft (305 m) length, reel | Uniprise® |  |  | Twisted pair cable
UN874037104/10 | CS44PSD WHT C6A 4/23 U/UTP RL 1KFT | Variant of CS44PSD | CS44PSD ETL verified Category 6A U/UTP Cable, plenum, White jacket, 4 pair count, 1000 ft (305 m) length, reel | Uniprise® |  |  | Twisted pair cable
UN874024004/10 | CS44PSD GRY C6A 4/23 U/UTP RL 1KFT | Variant of CS44PSD | CS44PSD ETL verified Category 6A U/UTP Cable, plenum, gray jacket, 4 pair count, 1000 ft (305 m) length, reel | Uniprise® |  |  | Twisted pair cable
UN874020304/10 | CS44PSD RED C6A 4/23 U/UTP RL 1KFT | Variant of CS44PSD | CS44PSD ETL verified Category 6A U/UTP Cable, plenum, red jacket, 4 pair count, 1000 ft (305 m) length, reel | Uniprise® |  |  | Twisted pair cable
UN874048704/10 | CS44PSD YEL C6A 4/23 U/UTP RL 1KFT | Variant of CS44PSD | CS44PSD ETL verified Category 6A U/UTP Cable, plenum, yellow jacket, 4 pair count, 1000 ft (305 m) length, reel | Uniprise® |  |  | Twisted pair cable
760254378 | RMM-12UF-12UF-OM5-ULL | Variant of FD-PANELS | 1RU rack mounted Multimode OM5 mesh module with all front facing MPO12 ports. 24, 12f inputs from separate network enclaves to 24, 12f outputs to the desktop with Ultra-Low Loss (ULL) performance | CommScope® |  | FD | Fiber patch panel
760254221 |  | Variant of PROPEL-COLOR-COLLARS | Propel Color Collar - Rose, 25 pack | CommScope® | Propel | PPL | Color Cap
760254223 |  | Variant of PROPEL-COLOR-COLLARS | Propel Color Collar - Orange, 25 pack | CommScope® | Propel | PPL | Color Cap
760254227 |  | Variant of PROPEL-COLOR-COLLARS | Propel Color Collar - Violet, 25 pack | CommScope® | Propel | PPL | Color Cap
760254228 |  | Variant of PROPEL-COLOR-COLLARS | Propel Color Collar - Slate, 25 pack | CommScope® | Propel | PPL | Color Cap
760256261 | 1061L-C SLT CAT5E 4/24 U/UTP R3000 | Variant of 1061L | PowerSUM 1061L-C ETL Verified Category 5e U/UTP Cable, Clean Room (ATD GC/MS), slate jacket, 4 pair count, 3000 ft (915 m) length, reel | SYSTIMAX® | PowerSUM |  | Twisted pair cable
760253797 | PPL-2U-HD-FX | Variant of PROPEL-PANELS | Propel 2RU fixed tray fiber panel, accepts Propel ULL modules or adapter packs, providing up to 96 duplex LC ports, 96 MPO ports or 192 SN ports (384f) | CommScope® | Propel | PPL | Fiber patch panel
2160938-1 | OCP-LG-02MASEN-XX-(12COL) | Variant of OCP | Fiber Optic Pigtail, Simplex, Singlemode, LC/APC to Stub, 0.9 mm diameter, multicolor, 2 m |  |  | OCP | Fiber pigtail ¦ jacketed
UTG760250764 | 1071E-UTG SLT C6 4/23 U/UTP W1000 | Variant of 1071E-UTG | GigaSPEED XL® 1071E-UTG ETL Verified Category 6 U/UTP Cable, non-plenum, slate jacket, 4 pair count, 1000 ft (305 m) length, WE TOTE® box | SYSTIMAX® | GigaSPEED XL® |  | Twisted pair cable
UTG760250766 | 1071E-UTG BLU C6 4/23 U/UTP W1000 | Variant of 1071E-UTG | GigaSPEED XL® 1071E-UTG ETL Verified Category 6 U/UTP Cable, non-plenum, blue jacket, 4 pair count, 1000 ft (305 m) length, WE TOTE® box | SYSTIMAX® | GigaSPEED XL® |  | Twisted pair cable
UTG760250768 | 1071E-UTG SGR C6 4/23 U/UTP W1000 | Variant of 1071E-UTG | GigaSPEED XL® 1071E-UTG ETL Verified Category 6 U/UTP Cable, non-plenum, spring green jacket, 4 pair count, 1000 ft (305 m) length, WE TOTE® box | SYSTIMAX® | GigaSPEED XL® |  | Twisted pair cable
UTG760250769 | 1071E-UTG RED C6 4/23 U/UTP W1000 | Variant of 1071E-UTG | GigaSPEED XL® 1071E-UTG ETL Verified Category 6 U/UTP Cable, non-plenum, red jacket, 4 pair count, 1000 ft (305 m) length, WE TOTE® box | SYSTIMAX® | GigaSPEED XL® |  | Twisted pair cable
UTG760250770 | 1071E-UTG YEL C6 4/23 U/UTP W1000 | Variant of 1071E-UTG | GigaSPEED XL® 1071E-UTG ETL Verified Category 6 U/UTP Cable, non-plenum, yellow jacket, 4 pair count, 1000 ft (305 m) length, WE TOTE® box | SYSTIMAX® | GigaSPEED XL® |  | Twisted pair cable
UTG760250771 | 1071E-UTG ORG C6 4/23 U/UTP W1000 | Variant of 1071E-UTG | GigaSPEED XL® 1071E-UTG ETL Verified Category 6 U/UTP Cable, non-plenum, orange jacket, 4 pair count, 1000 ft (305 m) length, WE TOTE® box | SYSTIMAX® | GigaSPEED XL® |  | Twisted pair cable
UTG760250772 | 1071E-UTG BLK C6 4/23 U/UTP W1000 | Variant of 1071E-UTG | GigaSPEED XL® 1071E-UTG ETL Verified Category 6 U/UTP Cable, non-plenum, black jacket, 4 pair count, 1000 ft (305 m) length, WE TOTE® box | SYSTIMAX® | GigaSPEED XL® |  | Twisted pair cable
UTG760250787 | 1091B-UTG SLT C6A 4/23 U/UTP W1000 | Variant of 1091B-UTG | GigaSPEED X10D® 1091B-UTG ETL Verified Category 6A U/UTP Cable, slate jacket, 4 pair count, 1000 ft (305 m) length, WE TOTE® box | SYSTIMAX® | GigaSPEED X10D® |  | Twisted pair cable
UTG760250790 | 1091B-UTG PNK C6A 4/23 U/UTP W1000 | Variant of 1091B-UTG | GigaSPEED X10D® 1091B-UTG ETL Verified Category 6A U/UTP Cable, pink jacket, 4 pair count, 1000 ft (305 m) length, WE TOTE® box | SYSTIMAX® | GigaSPEED X10D® |  | Twisted pair cable
UTG760250794 | 1091B-UTG LBL C6A 4/23 U/UTP W1000 | Variant of 1091B-UTG | GigaSPEED X10D® 1091B-UTG ETL Verified Category 6A U/UTP Cable, light blue jacket, 4 pair count, 1000 ft (305 m) length, WE TOTE® box | SYSTIMAX® | GigaSPEED X10D® |  | Twisted pair cable
UTG760250749 | 3071E-UTG BLU C6 4/23 U/UTP W1000 | Variant of 3071E-UTG | GigaSPEED XL® 3071-UTG ETL Verified Category 6 U/UTP Cable, low smoke zero halogen, blue jacket, 4 pair count, 1000 ft (305 m) length, WE TOTE® box | SYSTIMAX® | GigaSPEED XL® |  | Twisted pair cable
UTG760250732 | 3091B-UTG SLT C6A 4/23 U/UTP W1000 | Variant of 3091B-UTG | GigaSPEED X10D® 3091B-UTG ETL Verified Category 6A U/UTP Cable, slate jacket, 4 pair count, 1000 ft (305 m) length, WE TOTE® box | SYSTIMAX® | GigaSPEED X10D® |  | Twisted pair cable
UTG760250734 | 3091B-UTG BLK C6A 4/23 U/UTP W1000 | Variant of 3091B-UTG | GigaSPEED X10D® 3091B-UTG ETL Verified Category 6A U/UTP Cable, black jacket, 4 pair count, 1,000 ft (305 m) WE TOTE® box | SYSTIMAX® | GigaSPEED X10D® |  | Twisted pair cable
UTG760250735 | 3091B-UTG YEL C6A 4/23 U/UTP W1000 | Variant of 3091B-UTG | GigaSPEED X10D® 3091B-UTG ETL Verified Category 6A U/UTP Cable, yellow jacket, 4 pair count, 1000 ft (305 m) length, WE TOTE® box | SYSTIMAX® | GigaSPEED X10D® |  | Twisted pair cable
UTG760250736 | 3091B-UTG GRN C6A 4/23 U/UTP W1000 | Variant of 3091B-UTG | GigaSPEED X10D® 3091B-UTG ETL Verified Category 6A U/UTP Cable, green jacket, 4 pair count, 1000 ft (305 m) length, WE TOTE® box | SYSTIMAX® | GigaSPEED X10D® |  | Twisted pair cable
UTG760251112 | 3091B-UTG SLT C6A 4/23 U/UTP R1000 | Variant of 3091B-UTG | GigaSPEED X10D® 3091B-UTG ETL Verified Category 6A U/UTP Cable, slate jacket, 4 pair count, 1000 ft (305 m) length, reel | SYSTIMAX® | GigaSPEED X10D® |  | Twisted pair cable
760249102 | 2071E GRN C6 4/23 U/UTP W1000 | Variant of 2071E | GigaSPEED XL® 2071E ETL Verified Category 6 U/UTP Cable, plenum, green jacket, 4 pair count, 1000 ft (305 m) length, WE TOTE® box | SYSTIMAX® | GigaSPEED XL® |  | Twisted pair cable
FPCC-77YP |  | Variant of FPCC | Fiber Optic Patch Cord, duplex, singlemode, 1.2 mm OFNP jacket, SC/UPC-SC/UPC, yellow |  |  | FPCC | Fiber patch cord ¦ duplex
FPCC-EEYP |  | Variant of FPCC | Fiber Optic Patch Cord, duplex, singlemode, 1.2 mm OFNP jacket, SC/APC-SC/APC, yellow |  |  | FPCC | Fiber patch cord ¦ duplex
FPCC-KKYP |  | Variant of FPCC | Fiber Optic Patch Cord, duplex, singlemode, 1.2 mm OFNP jacket, LC/UPC-LC/UPC, yellow |  |  | FPCC | Fiber patch cord ¦ duplex
FPCC-MMYP |  | Variant of FPCC | Fiber Optic Patch Cord, duplex, singlemode, 1.2 mm OFNP jacket, LC/APC-LC/APC, yellow |  |  | FPCC | Fiber patch cord ¦ duplex
FPCC-KMYP |  | Variant of FPCC | Fiber Optic Patch Cord, duplex, singlemode, 1.2 mm OFNP jacket, LC/UPC-LC/APC, yellow |  |  | FPCC | Fiber patch cord ¦ duplex
760252002 | PPL-1U | Variant of PROPEL-PANELS | Propel 1RU sliding tray fiber panel, accepts Propel ULL modules or adapter packs, providing up to 72 duplex LC ports, 72 MPO ports or 144 SN ports (288f) | CommScope® | Propel | PPL | Fiber patch panel
760245655 | 1091L SLT C6A 4/23 U/UTP R1000 | Variant of 1091B | GigaSPEED X10D® 1091L ETL Verified Category 6A U/UTP Cable, Clean Room (ATD GC/MS), non-plenum, slate jacket, 4 pair count, 1000 ft (305 m) length, reel | SYSTIMAX® | GigaSPEED X10D® |  | Twisted pair cable
760255806 | 1091L-C SLT C6A 4/23 U/UTP R1000 | Variant of 1091L | GigaSPEED X10D® 1091L-C ETL Verified Category 6A U/UTP Cable, slate jacket, 4 pair count, 1000 ft (305 m) length, reel | SYSTIMAX® | GigaSPEED X10D® |  | Twisted pair cable |  | Discontinued
760206516 |  | Variant | Low Tolerance length Singlemode MPO (Female) to MPO (Female) trunk, 24-Fiber, Low Smoke Zero Halogen, 325MT | CommScope® |  |  | Fiber trunk cable assembly
760235102 |  | Variant | Low Tolerance length Singlemode MPO (Female) to MPO (Female) trunk, 24-Fiber, Low Smoke Zero Halogen, 225MT | CommScope® |  |  | Fiber trunk cable assembly
760249633 |  | Variant | Low Tolerance length Singlemode MPO (Male) to MPO (Male) trunk, 24-Fiber, Low Smoke Zero Halogen B2ca, 290MT | CommScope® |  |  | Fiber trunk cable assembly
FPCA-7MYP |  | Variant of FPCA | Fiber Optic Patch Cord, singlemode, 1.2 mm OFNP jacket, SC/UPC-LC/APC, yellow |  |  | FPCA | Fiber patch cord ¦ simplex
FPCA-7KYP |  | Variant of FPCA | Fiber Optic Patch Cord, singlemode, 1.2 mm OFNP jacket, SC/UPC-LC/UPC, yellow |  |  | FPCA | Fiber patch cord ¦ simplex
FPCA-EMYP |  | Variant of FPCA | Fiber Optic Patch Cord, singlemode, 1.2 mm OFNP jacket, SC/APC-LC/APC, yellow |  |  | FPCA | Fiber patch cord ¦ simplex
FPCA-MMYP |  | Variant of FPCA | Fiber Optic Patch Cord, singlemode, 1.2 mm OFNP jacket, LC/APC-LC/APC, yellow |  |  | FPCA | Fiber patch cord ¦ simplex
FPCA-7EYP |  | Variant of FPCA | Fiber Optic Patch Cord, singlemode, 1.2 mm OFNP jacket, SC/UPC-SC/APC, yellow |  |  | FPCA | Fiber patch cord ¦ simplex
FPCA-EKYP |  | Variant of FPCA | Fiber Optic Patch Cord, singlemode, 1.2 mm OFNP jacket, SC/APC-LC/UPC yellow |  |  | FPCA | Fiber patch cord ¦ simplex
FPCA-KMYP |  | Variant of FPCA | Fiber Optic Patch Cord, singlemode, 1.2 mm OFNP jacket, LC/UPC-LC/APC, yellow |  |  | FPCA | Fiber patch cord ¦ simplex
760250045 | ECO MGS600-WH-24 | Variant of MGS600 | GigaSPEED X10D® M-Series Modular Jack, RJ45, Cat6A Unshielded, White (24 ea/pkg) | SYSTIMAX® | GigaSPEED X10D® | MGS600 | Modular jack
760250046 | ECO MGS600-BK-24 | Variant of MGS600 | GigaSPEED X10D® M-Series Modular Jack, RJ45, Cat6A Unshielded, Black (24 ea/pkg) | SYSTIMAX® | GigaSPEED X10D® | MGS600 | Modular jack
760250047 | ECO MGS600-BL-24 | Variant of MGS600 | GigaSPEED X10D® M-Series Modular Jack, RJ45, Cat6A Unshielded, Blue (24 ea/pkg) | SYSTIMAX® | GigaSPEED X10D® | MGS600 | Modular jack
760250048 | ECO MGS600-IV-24 | Variant of MGS600 | GigaSPEED X10D® M-Series Modular Jack, RJ45, Cat6A Unshielded, Ivory (24 ea/pkg) | SYSTIMAX® | GigaSPEED X10D® | MGS600 | Modular jack
760250040 | ECO HGS620-24 | Variant of HGS620 | GigaSPEED X10D® HGS-Series Modular Jack, RJ45, Cat6A, Shielded, Silver (24 ea/pkg) | SYSTIMAX® | GigaSPEED X10D® | HGS620 | Modular jack
760239466 | 3291B-C WHT C6A 4/23 F/UTP R3000 | Variant of 3291B | GigaSPEED X10D® 3291B-C Category 6A F/UTP Cable, low smoke zero halogen, white jacket, 4 pair count, 3000 ft (914 m) length, reel | SYSTIMAX® | GigaSPEED X10D® |  | Twisted pair cable |  | Discontinued
760244968 | 3091B-B WHT 4/23 R3000 | Variant of 3091B | GigaSPEED X10D® 3091B-B ETL Verified Category 6A U/UTP Cable, white jacket, 4 pair count, 3000 ft (914 m) length, reel | SYSTIMAX® | GigaSPEED X10D® |  | Twisted pair cable
COP1KW2-88F003 |  | Variant of CCA-CORDS | CommScope® Category 6A, F/UTP Cord, Shielded, Plenum , RJ45 to Ceiling connector, 3 ft, White | CommScope® |  |  | Twisted pair patch cord
COP1KW2-88F015 |  | Variant of CCA-CORDS | CommScope® Category 6A, F/UTP Cord, Shielded, Plenum , RJ45 to Ceiling connector, 15 ft, White | CommScope® |  |  | Twisted pair patch cord
COP1KW2-88F020 |  | Variant of CCA-CORDS | CommScope® Category 6A, F/UTP Cord, Shielded, Plenum , RJ45 to Ceiling connector, 20 ft, White | CommScope® |  |  | Twisted pair patch cord
COP1KW2-88F030 |  | Variant of CCA-CORDS | CommScope® Category 6A, F/UTP Cord, Shielded, Plenum , RJ45 to Ceiling connector, 30 ft, White | CommScope® |  |  | Twisted pair patch cord
COP1KW2-88F040 |  | Variant of CCA-CORDS | CommScope® Category 6A, F/UTP Cord, Shielded, Plenum , RJ45 to Ceiling connector, 40 ft, White | CommScope® |  |  | Twisted pair patch cord
COP1KW2-88F050 |  | Variant of CCA-CORDS | CommScope® Category 6A, F/UTP Cord, Shielded, Plenum , RJ45 to Ceiling connector, 50 ft, White | CommScope® |  |  | Twisted pair patch cord
COP1KZ2-88F003 |  | Variant of CCA-CORDS | CommScope® Category 6A, F/UTP Cord, Shielded, LSZH , RJ45 to Ceiling connector, 3 ft, White | CommScope® |  |  | Twisted pair patch cord
COP1KZ2-88F020 |  | Variant of CCA-CORDS | CommScope® Category 6A, F/UTP Cord, Shielded, LSZH , RJ45 to Ceiling connector, 20 ft, White | CommScope® |  |  | Twisted pair patch cord
COP1KZ2-88F025 |  | Variant of CCA-CORDS | CommScope® Category 6A, F/UTP Cord, Shielded, LSZH , RJ45 to Ceiling connector, 25 ft, White | CommScope® |  |  | Twisted pair patch cord
COP1KZ2-88F050 |  | Variant of CCA-CORDS | CommScope® Category 6A, F/UTP Cord, Shielded, LSZH , RJ45 to Ceiling connector, 50 ft, White | CommScope® |  |  | Twisted pair patch cord
COP1KW2-88N018 |  | Variant of CCA-CORDS | CommScope® Category 6A, F/UTP Cord, Shielded, Plenum , RJ45 to Ceiling connector, 1.5 ft, White | CommScope® |  |  | Twisted pair patch cord
760072389 | PATCHMAX PLS-A4 | Variant | SYSTIMAX PATCHMAX Panel Label Sheet A4 | CommScope® |  |  | Label kit
COPSJQ2-88F003 | CCA-CAT6A-L-WH-3FT | Variant of CCA-CORDS | CommScope® Category 6A U/UTP Cord, LSZH, RJ45 to Ceiling connector, 3 ft, white | CommScope® |  |  | Twisted pair patch cord
COPSJQ2-88F011 | CCA-CAT6A-L-WH-11FT | Variant of CCA-CORDS | CommScope® Category 6A U/UTP Cord, LSZH, RJ45 to Ceiling connector, 11 ft, white | CommScope® |  |  | Twisted pair patch cord
COPSJQ2-88F020 | CCA-CAT6A-L-WH-20FT | Variant of CCA-CORDS | CommScope® Category 6A U/UTP Cord, LSZH, RJ45 to Ceiling connector, 20 ft, white | CommScope® |  |  | Twisted pair patch cord